## Worksheet
PR Summary 2020
PURCHASE REQUEST
On Hold | Proceed | Date Received/Emailed | Purchase Request | Purpose | Enduse | PR No. | Requestor | WH Stocks | Item No. | Qty | Revised Qty | UOM | Grouping | Item Description | Verified Date Needed | Estimated | Status Remarks | Status | Date Needed | Remarks | Cancel Remarks | End User's Comments
|  | 2020-01-03 | Manila/Bacolod | Consumables for Stator Rewinding (Additional) | Spare Stator | EIC20-1177-CNPR | Julius Pangilinan/Kennah Sasamoto | 1 | 1 | 5 |  | gals. | A | GE 9700 clear baking insulating varnish | 2021-02-16 | 200 | Canvassing Ongoing -Recom By: Jonah Benares -Recom Date: Feb 17, 2021 To Feb 20, 2021 | For Recom | Jan 7, 2020 | PR-001-2020
|  | 2020-01-03 | Manila/Bacolod | Consumables for Stator Rewinding (Additional) | Spare Stator | EIC20-1177-CNPR | Julius Pangilinan/Kennah Sasamoto | 0 | 2 | 20 |  | pcs. | A | Scotch brite heavy duty green scours pads size: 6.0" x 3.8" x 152mm x 96mm | 0 | 0 | Canvassing Ongoing | Pending | Jan 7, 2020 | PR-001-2020
|  | 2020-01-03 | Manila/Bacolod | Consumables for Stator Rewinding (Additional) | Spare Stator | EIC20-1177-CNPR | Julius Pangilinan/Kennah Sasamoto | 0 | 3 | 2 |  | kgs. | A | Copper tubing, soft drawn, 99.9% cu,1mm thickness, 10mm ID | 0 | 0 | Canvassing Ongoing -Recom By: Jonah Benares -Recom Date: Feb 17, 2021 To Feb 17, 2021 | For Recom | Jan 7, 2020 | PR-001-2020
|  | 2020-01-03 | Manila/Bacolod | Consumables for Stator Rewinding (Additional) | Spare Stator | EIC20-1177-CNPR | Julius Pangilinan/Kennah Sasamoto | 0 | 4 | 5 |  | gals. | A | Tru coat industrial paint, insulating varnish reducer cat. #250 | 0 | 0 | Canvassing Ongoing -Recom By: Jonah Benares -Recom Date: Feb 17, 2021 To Feb 20, 2021 | For Recom | Jan 7, 2020 | PR-001-2020
|  | 2020-01-03 | Manila/Bacolod | Consumables for Stator Rewinding (Additional) | Spare Stator | EIC20-1177-CNPR | Julius Pangilinan/Kennah Sasamoto | 0 | 5 | 2 |  | pcs. | A | Pentel pen Fine, Permanent Marker | 2021-02-16 | 100 | Canvassing Ongoing -Recom By: Jonah Benares -Recom Date: Feb 10, 2021 To Feb 10, 2021 | For Recom | Jan 7, 2020 | PR-001-2020
|  | 2020-01-06 | Manila/Bacolod | Construction of CENPRI Canteen Additional to Supersede FR-544-2019, Item # 6 | CENPRI Canteen | SPE20-1178-CNPR | Iris J. Sixto | 0 | 1 | 4 |  | pcs | Q | Tee, HDPE, 1" X 1" (Pipe Connector) |  | 0 | 01.11.2020 - Delivered DR# 1228-CNPR | Fully Delivered | Jan 9, 2020 | FR-002-2020
|  | 2020-01-06 | Manila/Bacolod | Construction of CENPRI Canteen Additional to Supersede FR-544-2019, Item # 6 | CENPRI Canteen | SPE20-1178-CNPR | Iris J. Sixto | 0 | 2 | 4 |  | pcs | Q | Reducer, Coupling, HDPE, 1" X 1/2" (Pipe Connector) | 0 | 0 | 01.11.2020 - Delivered DR# 1228-CNPR | Fully Delivered | Jan 9, 2020 | FR-002-2020
|  | 2020-01-07 | Manila/Bacolod | Cleaning and Repainting of Raw Water Storage Tank Roof | Raw Water Storage Tank | OPE20-1180-CNPR | Godfrey S.E. Samano | 2 | 1 | 1 |  | gal |  | Paint, Primer, Epoxy, Gray | 0 | 0 | Cancelled PR. Item # 4 was not included on PR. 01.10.20 | Cancelled | Jan 20, 2020 | PR-003-2020
|  | 2020-01-07 | Manila/Bacolod | Cleaning and Repainting of Raw Water Storage Tank Roof | Raw Water Storage Tank | OPE20-1180-CNPR | Godfrey S.E. Samano | 0 | 2 | 1 |  | gal |  | Converter, Rust, Brand: Turco | 0 | 0 | Cancelled PR. Item # 4 was not included on PR. 01.10.20 | Cancelled | Jan 20, 2020 | PR-003-2020
|  | 2020-01-07 | Manila/Bacolod | Cleaning and Repainting of Raw Water Storage Tank Roof | Raw Water Storage Tank | OPE20-1180-CNPR | Godfrey S.E. Samano | 0 | 3 | 1 |  | gal |  | Thinner, Paint | 0 | 0 | Cancelled PR. Item # 4 was not included on PR. 01.10.20 | Cancelled | Jan 20, 2020 | PR-003-2020
|  | 2020-01-07 | Manila/Bacolod | Cleaning and Repainting of Raw Water Storage Tank Roof | Raw Water Storage Tank | OPE20-1180-CNPR | Godfrey S.E. Samano | 0 | 4 | 1 |  | gal |  |  | 0 | 0 | Cancelled PR. Item # 4 was not included on PR. 01.10.20 | Cancelled | Jan 20, 2020 | PR-003-2020
|  | 2020-01-07 | Manila/Bacolod | Cleaning and Repainting of Raw Water Storage Tank Roof | Raw Water Storage Tank | OPE20-1180-CNPR | Godfrey S.E. Samano | 25 | 5 | 6 |  | pcs |  | Brush, Roller, Refill, 4" | 0 | 0 | Cancelled PR. Item # 4 was not included on PR. 01.10.20 | Cancelled | Jan 20, 2020 | PR-003-2020
|  | 2020-01-07 | Manila/Bacolod | Cleaning and Repainting of Raw Water Storage Tank Roof | Raw Water Storage Tank | OPE20-1180-CNPR | Godfrey S.E. Samano | 0 | 6 | 2 |  | pcs |  | Brush, Cup, Twisted, M10 x 1.25mm, 3" | 0 | 0 | Cancelled PR. Item # 4 was not included on PR. 01.10.20 | Cancelled | Jan 20, 2020 | PR-003-2020
|  | 2020-01-07 | Manila/Bacolod | Additional Consumables for Stator Rewinding (Supersede PR-001-2020) | Spare Stator | EIC20-1181-CNPR | Julius Pangilinan/Kennah Sasamoto | 0 | 1 | 2 |  | rolls | C | Heavy duty Duct tape, brand: 3M, 1.88" x 60 yards x 10.7 mils | 0 | 0 | 02.06.2020 - Delivered DR# 1274-CNPR | Fully Delivered | Jan 10, 2020 | PR-004-2020
|  | 2020-01-07 | Manila/Bacolod | Additional Consumables for Stator Rewinding (Supersede PR-001-2020) | Spare Stator | EIC20-1181-CNPR | Julius Pangilinan/Kennah Sasamoto | 0 | 2 | 20 |  | pcs. | A | Scotch brite heavy duty green scours pads size: 6.0" x 3.8" x 152mm x 96mm | 0 | 0 | Cancelled due to changes in quantity, superseded by PR No: EIC20-1193 01.16.20 | Cancelled | Jan 10, 2020 | PR-004-2020
|  | 2020-01-07 | Manila/Bacolod | Additional Consumables for Stator Rewinding (Supersede PR-001-2020) | Spare Stator | EIC20-1181-CNPR | Julius Pangilinan/Kennah Sasamoto | 0 | 3 | 15 |  | rolls |  | Copper tubing, soft drawn, 99.9% cu,1mm thickness, 10mm ID | 0 | 0 | For RFQ | Pending | Jan 10, 2020 | PR-004-2020
|  | 2020-01-07 | Manila/Bacolod | Additional Consumables for Stator Rewinding (Supersede PR-001-2020) | Spare Stator | EIC20-1181-CNPR | Julius Pangilinan/Kennah Sasamoto | 0 | 4 | 1 |  | pc. | B | Vise grip duck bill clamps | 0 | 0 | 01.21.2020 - Delivered DR# 1251-CNPR | Fully Delivered | Jan 10, 2020 | PR-004-2020
|  | 2020-01-07 | Manila/Bacolod | Additional Consumables for Stator Rewinding (Supersede PR-001-2020) | Spare Stator | EIC20-1181-CNPR | Julius Pangilinan/Kennah Sasamoto | 1 | 5 | 10 |  | gals. | D | Clear baking insulating varnish - UNSERVED 5 gals. | 0 | 0 | 02.18.2020 - Delivered DR# 1304-CNPR(0.00 gals.) 03.12.2020 - Delivered DR# 1424-CNPR(5.00 gals.) | Partially Delivered | Jan 10, 2020 | PR-004-2020
|  | 2020-01-07 | Manila/Bacolod | Additional Consumables for Stator Rewinding (Supersede PR-001-2020) | Spare Stator | EIC20-1181-CNPR | Julius Pangilinan/Kennah Sasamoto | 0 | 6 | 5 |  | gals. | D | Tru coat industrial paint, insulating varnish reducer cat. #250 - UNSERVED 2 gals. | 0 | 0 | 02.18.2020 - Delivered DR# 1304-CNPR(3.00 gals.) | Partially Delivered | Jan 10, 2020 | PR-004-2020
|  | 2020-01-07 | Manila/Bacolod | Additional Consumables for Stator Rewinding (Supersede PR-001-2020) | Spare Stator | EIC20-1181-CNPR | Julius Pangilinan/Kennah Sasamoto | 0 | 7 | 2 |  | pcs. |  | Pentel pen Fine, Permanent Marker | 0 | 0 | For RFQ | Pending | Jan 10, 2020 | PR-004-2020
|  | 2020-01-07 | Manila/Bacolod | Additional Consumables for Stator Rewinding (Supersede PR-001-2020) | Spare Stator | EIC20-1181-CNPR | Julius Pangilinan/Kennah Sasamoto | 2 | 8 | 2 |  | cyl. |  | Acetylene | 0 | 0 | For RFQ | Pending | Jan 10, 2020 | PR-004-2020
|  | 2020-01-07 | Manila/Bacolod | Additional Consumables for Stator Rewinding (Supersede PR-001-2020) | Spare Stator | EIC20-1181-CNPR | Julius Pangilinan/Kennah Sasamoto | 4 | 9 | 4 |  | cyl. |  | Oxygen | 0 | 0 | For RFQ | Pending | Jan 10, 2020 | PR-004-2020
|  | 2020-01-07 | Manila/Bacolod | Additional Consumables for Stator Rewinding (Supersede PR-001-2020) | Spare Stator | EIC20-1181-CNPR | Julius Pangilinan/Kennah Sasamoto | 0 | 10 | 14 |  | pcs. |  | Copper long barrel lugs, cable size: 95mm2 , stud hole: M12, item code: CAL95LB-12 | 0 | 0 | For RFQ | Pending | Jan 10, 2020 | PR-004-2020
|  | 2020-01-07 | Manila/Bacolod | Cleaning and Repainting of Raw Water Storage Tank Roof | Raw Water Storage Tank | OPE20-1182-CNPR | Godfrey S.E. Samano | 2 | 1 | 1 |  | gal | A | Paint, Primer, Epoxy, Gray | 0 | 0 | 03.19.2020 - Delivered DR# 1464-CNPR | Fully Delivered | Jan 20, 2020 | PR-003-2020
|  | 2020-01-07 | Manila/Bacolod | Cleaning and Repainting of Raw Water Storage Tank Roof | Raw Water Storage Tank | OPE20-1182-CNPR | Godfrey S.E. Samano | 0 | 2 | 1 |  | gal | E | Converter, Rust, Brand: Turco | 0 | 0 | 08.11.2020 - Delivered DR# 1698-CNPR | Fully Delivered | Jan 20, 2020 | PR-003-2020
|  | 2020-01-07 | Manila/Bacolod | Cleaning and Repainting of Raw Water Storage Tank Roof | Raw Water Storage Tank | OPE20-1182-CNPR | Godfrey S.E. Samano | 0 | 3 | 1 |  | gal | B | Thinner, Paint | 0 | 0 | 03.19.2020 - Delivered DR# 1465-CNPR | Fully Delivered | Jan 20, 2020 | PR-003-2020
|  | 2020-01-07 | Manila/Bacolod | Cleaning and Repainting of Raw Water Storage Tank Roof | Raw Water Storage Tank | OPE20-1182-CNPR | Godfrey S.E. Samano | 0 | 4 | 1 |  | gal | U | Paint, Epoxy Enamel Top Coat, Green | 0 | 0 | 08.11.2020 - Delivered DR# 1699-CNPR | Fully Delivered | Jan 20, 2020 | PR-003-2020
|  | 2020-01-07 | Manila/Bacolod | Cleaning and Repainting of Raw Water Storage Tank Roof | Raw Water Storage Tank | OPE20-1182-CNPR | Godfrey S.E. Samano | 25 | 5 | 6 |  | pcs | C | Brush, Roller, Refill, 4" | 0 | 0 |  | Fully Delivered | Jan 20, 2020 | PR-003-2020
|  | 2020-01-07 | Manila/Bacolod | Cleaning and Repainting of Raw Water Storage Tank Roof | Raw Water Storage Tank | OPE20-1182-CNPR | Godfrey S.E. Samano | 0 | 6 | 2 | Orig.: 2.00 pcs | pcs | D | Brush, Cup, Twisted, M10 x 1.25mm, 3" | 0 | 0 | 09.10.2020 - Delivered DR# 1787-CNPR | Fully Delivered | Jan 20, 2020 | PR-003-2020
|  | 2020-01-09 | Manila/Bacolod | Construction of CENPRI Canteen Electrical Additional (Supersede PR-534-2019 item No. 5) | CENPRI Employees | EIC20-1183-CNPR | Iris Sixto / Kennah Sasamoto | 0 | 1 | 3 |  | sets |  | Breaker, Safety, 30A, single phase, 240V | 0 | 0 | Refer to EIC20-1186. 01.13.20 | Cancelled | Jan 14, 2020 | FR-005-2020
|  | 2020-01-10 |  | Replacement Motor Stator | Overhead Crane Equipment | EIC20-1184-CNPR | Rey D. Argawanon | 0 | 1 | 1 |  | lot | A | Overhead Crane Hoist Motor Stator Brand/ Manufacturer: GMbH DEMAG Type: 2BR 100 E 12/2 BR050, 3Phase, IP55, INS CLASS F KW Rating: 1.05/7.0 RPM: 515/3390 VR: 440V, 6.90/13.60A | 0 | 0 |  | PO Issued (2.00 lot) | Feb 29, 2020 | PR-006-2020
|  | 2020-01-10 |  | Consumable for Engine Alignment and Grouting | Daihatsu DG Unit in Pinamalayan, Mindoro | 20-1185-CNPR | Alona Arroyo | 12 | 1 | 5 |  | kgs |  | Electrode, Welding, E6013, 1/8" x 12" | 0 | 0 | For RFQ | Pending | Jan 15, 2020 | PR-007-2020
|  | 2020-01-10 |  | Consumable for Engine Alignment and Grouting | Daihatsu DG Unit in Pinamalayan, Mindoro | 20-1185-CNPR | Alona Arroyo | 5 | 2 | 5 |  | kgs |  | Electrode, Welding, E7018, 1/8" x 12" | 0 | 0 | For RFQ | Pending | Jan 15, 2020 | PR-007-2020
|  | 2020-01-10 |  | Consumable for Engine Alignment and Grouting | Daihatsu DG Unit in Pinamalayan, Mindoro | 20-1185-CNPR | Alona Arroyo | 1 | 3 | 2 |  | gallons |  | Concrete Neutralizer | 0 | 0 | For RFQ | Pending | Jan 15, 2020 | PR-007-2020
|  | 2020-01-10 |  | Consumable for Engine Alignment and Grouting | Daihatsu DG Unit in Pinamalayan, Mindoro | 20-1185-CNPR | Alona Arroyo | 0 | 4 | 1 |  | sheet |  | Foam, 10 ft x 4 ft x 2 inch thickness | 0 | 0 | For RFQ | Pending | Jan 15, 2020 | PR-007-2020
|  | 2020-01-10 |  | Consumable for Engine Alignment and Grouting | Daihatsu DG Unit in Pinamalayan, Mindoro | 20-1185-CNPR | Alona Arroyo | 0 | 5 | 5 |  | kgs |  | Rags, Cotton | 0 | 0 | For RFQ | Pending | Jan 15, 2020 | PR-007-2020
|  | 2020-01-10 |  | Consumable for Engine Alignment and Grouting | Daihatsu DG Unit in Pinamalayan, Mindoro | 20-1185-CNPR | Alona Arroyo | 0 | 6 | 20 |  | pairs |  | Gloves, Cotton | 0 | 0 | For RFQ | Pending | Jan 15, 2020 | PR-007-2020
|  | 2020-01-09 |  | Construction of CENPRI Canteen Electrical Additional (Supersede PR-534-2019 item No. 5) | CENPRI Employees | EIC20-1186-CNPR | Iris Sixto / Kennah Sasamoto | 0 | 1 | 3 |  | sets | I | Breaker, Safety, 30A, single phase, 240V | 0 | 0 | 01.21.2020 - Delivered DR# 1241-CNPR | Fully Delivered | Jan 14, 2020 | FR-005-2020
|  | 2020-01-13 |  | Additional Consumables for Engine Alignment and Grouting (Additional to PR-007-2020) | Daihatsu DG Unit in Pinamalayan, Mindoro | OPE20-1187-CNPR | Alona Arroyo | 25 | 1 | 10 |  | pcs | A | Disc, Cutting, 4" x 3/32" x 5/8" (Tyrolit 41 A30Q-BF) | 0 | 0 |  | PO Issued (10.00 pcs) | Jan 15, 2020 | PR-008-2020
|  | 2020-01-13 |  | Additional Consumables for Engine Alignment and Grouting (Additional to PR-007-2020) | Daihatsu DG Unit in Pinamalayan, Mindoro | OPE20-1187-CNPR | Alona Arroyo | 36 | 2 | 10 |  | pcs |  | Disc, Grinding, 4" x 1/4" x 5/8", (Tyrolit 27 A30Q-BF) | 0 | 0 | For RFQ | Pending | Jan 15, 2020 | PR-008-2020
|  | 2020-01-13 |  | Additional Consumables for Engine Alignment and Grouting (Additional to PR-007-2020) | Daihatsu DG Unit in Pinamalayan, Mindoro | OPE20-1187-CNPR | Alona Arroyo | 0 | 3 | 2 |  | pcs |  | Cutting Nozzle Tip, #1 | 0 | 0 | For RFQ | Pending | Jan 15, 2020 | PR-008-2020
|  | 2020-01-13 |  | Additional Consumables for Engine Alignment and Grouting (Additional to PR-007-2020) | Daihatsu DG Unit in Pinamalayan, Mindoro | OPE20-1187-CNPR | Alona Arroyo | 10 | 4 | 2 |  | pcs |  | Dark Glass, #10 | 0 | 0 | For RFQ | Pending | Jan 15, 2020 | PR-008-2020
|  | 2020-01-13 |  | Additional Consumables for Engine Alignment and Grouting (Additional to PR-007-2020) | Daihatsu DG Unit in Pinamalayan, Mindoro | OPE20-1187-CNPR | Alona Arroyo | 0 | 5 | 2 |  | pcs |  | Clear Glass | 0 | 0 | For RFQ | Pending | Jan 15, 2020 | PR-008-2020
|  | 2020-01-13 |  | Additional Consumables for Engine Alignment and Grouting (Additional to PR-007-2020) | Daihatsu DG Unit in Pinamalayan, Mindoro | OPE20-1187-CNPR | Alona Arroyo | 25 | 6 | 4 |  | pcs |  | Roller Brush, 4" | 0 | 0 | For RFQ | Pending | Jan 15, 2020 | PR-008-2020
|  | 2020-01-13 |  | Additional Consumables for Engine Alignment and Grouting (Additional to PR-007-2020) | Daihatsu DG Unit in Pinamalayan, Mindoro | OPE20-1187-CNPR | Alona Arroyo | 0 | 7 | 20 |  | sheets |  | Paper, Abrasive, Grit 600 - Creston Silicon Carbide Abrasive Paper | 0 | 0 | For RFQ | Pending | Jan 15, 2020 | PR-008-2020
|  | 2020-01-13 |  | Additional Consumables for Engine Alignment and Grouting (Additional to PR-007-2020) | Daihatsu DG Unit in Pinamalayan, Mindoro | OPE20-1187-CNPR | Alona Arroyo | 0 | 8 | 20 |  | sheets |  | Paper, Abrasive, Grit 120 - Creston Silicon Carbide Abrasive Paper | 0 | 0 | For RFQ | Pending | Jan 15, 2020 | PR-008-2020
|  | 2020-01-13 |  | Additional Consumables for Engine Alignment and Grouting (Additional to PR-007-2020) | Daihatsu DG Unit in Pinamalayan, Mindoro | OPE20-1187-CNPR | Alona Arroyo | 0 | 9 | 1 |  | can |  | Penetrant, Multi Use, WD-40, Net Content: 382 mL / 311G / 12.9 FL.OZ | 0 | 0 | For RFQ | Pending | Jan 15, 2020 | PR-008-2020
|  | 2020-01-13 |  | Additional Consumables for Engine Alignment and Grouting (Additional to PR-007-2020) | Daihatsu DG Unit in Pinamalayan, Mindoro | OPE20-1187-CNPR | Alona Arroyo | 20 | 10 | 5 |  | pcs |  | Chalkstone | 0 | 0 | For RFQ | Pending | Jan 15, 2020 | PR-008-2020
|  | 2020-01-13 |  | Replacement of Damaged Angle Grinder and Hand Drill | Mechanical Maintenance Use | MAI20-1188-CNPR | Elmer Torrijos | 0 | 1 | 1 |  | unit | T | Angle Grinder 4", Brand: Ken, Model: 9710, 220V - 240V/60Hz | 0 | 0 |  | PO Issued (1.00 unit) | Jan 17, 2020 | PR-009-2020
|  | 2020-01-13 |  | Replacement of Damaged Angle Grinder and Hand Drill | Mechanical Maintenance Use | MAI20-1188-CNPR | Elmer Torrijos | 0 | 2 | 1 |  | unit | K | Hand Drill, Brand: Ken, Model: 6816NB, 220V- 240V/ 60Hz | 0 | 0 | For RFQ | Pending | Jan 17, 2020 | PR-009-2020
|  | 2020-01-15 |  | Measuring Tool For Turbocharger Parts | Running Units Maintenance | MAI20-1189-CNPR | Edwin Bejec | 0 | 1 | 1 |  | unit |  | Caliper, Vernier, Range: 0 - 600mm, Graduation: 0.05mm, Accuracy: ± 0.1mm, Depth Bar: Blade, Weight: 1300g, Make: Mitutoyo, Mitutoyo Part #: 530-501 | 0 | 0 | For RFQ | Pending | Jan 31, 2020 | PR-010-2020
|  | 2020-01-14 |  | Replacement Part for Lube Oil Purifier | Lube Oil Recovery System | OPE20-1190-CNPR | Juanito Dagupan | 0 | 1 | 1 |  | pc |  | Sleeve Unit Specifications: Make: GEA Westfalia Model: OSC 15-0136-067, OSC 15-96-067 | 0 | 0 | For RFQ | Pending | Jan 16, 2020 | PR-011-2020
|  | 2020-01-14 | Manila/Bacolod | Replacement of Defective Power Circuit | Overhead Crane | EIC20-1191-CNPR | Rey D. Argawanon | 0 | 1 | 2 |  | pieces |  | Magnetic Contactor Brand: Schneider, LC1D258 40 Amps, 690V, 50/60 hz, 3phase 5.5kW - 230 V 11kW - 440 V 15kW - 500-690 V | 0 | 0 | For RFQ | Pending | Jan 22, 2020 | PR-012-2020
|  | 2020-01-15 | Manila/Bacolod | For replacement of Bundy Clock ribbon | Site Employees | HRS20-1192-CNPR | Irish Dawn Torres | 0 | 1 | 1 |  | pc |  | Ribbon, Bundy Clock | 0 | 0 | 01.16.20 | Cancelled | Jan 15, 2020 | For PO by HR (Prency); HR-013-2020
|  | 2020-01-07 | Manila/Bacolod | Additional Consumables for Stator Rewinding (Supersede PR-001-2020) | Spare Stator | EIC20-1193-CNPR | Julius Pangilinan/Kennah Sasamoto | 0 | 1 | 20 |  | pcs. | A | Scotch brite heavy duty green scours pads size: 6.0" x 3.8" x 152mm x 96mm | 0 | 0 | Failed to indicate changes in quantity and unit, superseded by PR No: EIC20-1194 01.17.20 | Cancelled | Jan 16, 2020
|  | 2020-01-07 | Manila/Bacolod | Additional Consumables for Stator Rewinding (Supersede PR-001-2020) | Spare Stator | EIC20-1194-CNPR | Julius Pangilinan/Kennah Sasamoto | 0 | 1 | 7 |  | packs | A | Scotch brite heavy duty green scours pads size: 6.0" x 3.8" x 152mm x 96mm | 0 | 0 | 01.21.2020 - Delivered DR# 1257-CNPR | Fully Delivered | Jan 17, 2020 | PR-004-2020
|  | 2020-01-15 |  | Operations and Maintenance Consumables | Running Units | OPE20-1195-CNPR | Alona T. Arroyo | 0 | 1 | 1 |  | pail |  | Multicleaner, Uniliq, Water Based | 0 | 0 | For RFQ | Pending | Jan 31, 2020 | PR-015-2020
|  | 2020-01-15 |  | Operations and Maintenance Consumables | Running Units | OPE20-1195-CNPR | Alona T. Arroyo | 0 | 2 | 5 |  | kgs |  | Foam, 6 ft x 3 ft x 2 inch thickness | 0 | 0 | For RFQ | Pending | Jan 31, 2020 | PR-015-2020
|  | 2020-01-15 |  | Operations and Maintenance Consumables | Running Units | OPE20-1195-CNPR | Alona T. Arroyo | 0 | 3 | 1 |  | cyl |  | Acetylene | 0 | 0 | For RFQ -Recom By: Jonah Benares -Recom Date: Feb 22, 2021 To Feb 26, 2021 | For Recom | Jan 31, 2020 | PR-015-2020
|  | 2020-01-15 |  | Operations and Maintenance Consumables | Running Units | OPE20-1195-CNPR | Alona T. Arroyo | 0 | 4 | 2 |  | cyls |  | Oxygen | 0 | 0 | For RFQ -Recom By: Jonah Benares -Recom Date: Feb 22, 2021 To Feb 26, 2021 | For Recom | Jan 31, 2020 | PR-015-2020
|  | 2020-01-15 |  | Operations and Maintenance Consumables | Running Units | OPE20-1195-CNPR | Alona T. Arroyo | 0 | 5 | 5 | Orig.: 5.00 kgs | kgs | G | Electrode, Welding, E6011, 1/8" x 12" | 0 | 0 | 03.05.2020 - Delivered DR# 1438-CNPR | Fully Delivered | Jan 31, 2020 | PR-015-2020
|  | 2020-01-15 |  | Operations and Maintenance Consumables | Running Units | OPE20-1195-CNPR | Alona T. Arroyo | 0 | 6 | 3 | Orig.: 3.00 kgs | kgs | BM | Electrode, Welding, E7018, 1/8" x 12" | 0 | 0 | 03.05.2020 - Delivered DR# 1439-CNPR | Fully Delivered | Jan 31, 2020 | PR-015-2020
|  | 2020-01-15 |  | Operations and Maintenance Consumables | Running Units | OPE20-1195-CNPR | Alona T. Arroyo | 0 | 7 | 1 | Orig.: 1.00 kg | kg | Q | Electrode, Welding, E304, 3/32" x 12" (Stainless Steel Welding Electrode) | 0 | 0 |  | PO Issued (1.00 kg) | Jan 31, 2020 | PR-015-2020
|  | 2020-01-15 |  | Operations and Maintenance Consumables | Running Units | OPE20-1195-CNPR | Alona T. Arroyo | 0 | 8 | 1 |  | kg | Q | Rod, Filler, Bronze, 1/8" | 0 | 0 | 03.11.2020 - Delivered DR# 1447-CNPR | Fully Delivered | Jan 31, 2020 | PR-015-2020
|  | 2020-01-15 |  | Operations and Maintenance Consumables | Running Units | OPE20-1195-CNPR | Alona T. Arroyo | 0 | 9 | 2 |  | pcs |  | Glass, Clear, 2" x 4" | 0 | 0 | For RFQ | Pending | Jan 31, 2020 | PR-015-2020
|  | 2020-01-15 |  | Operations and Maintenance Consumables | Running Units | OPE20-1195-CNPR | Alona T. Arroyo | 0 | 10 | 2 |  | pcs |  | Glass, Dark , #10 | 0 | 0 | For RFQ | Pending | Jan 31, 2020 | PR-015-2020
|  | 2020-01-15 |  | Operations and Maintenance Consumables | Running Units | OPE20-1195-CNPR | Alona T. Arroyo | 0 | 11 | 1 |  | box | L | Disc, Cutting, 4" x 3/32" x 5/8" (Tyrolit 41 A30Q-BF) | 0 | 0 | 03.04.2020 - Delivered DR# 1395-CNPR | Fully Delivered | Jan 31, 2020 | PR-015-2020
|  | 2020-01-15 |  | Operations and Maintenance Consumables | Running Units | OPE20-1195-CNPR | Alona T. Arroyo | 0 | 12 | 1 |  | box | P | Disc, Grinding, 4" x 1/4" x 5/8", (Tyrolit 27 A30Q-BF) | 0 | 0 | 03.06.2020 - Delivered DR# 1418-CNPR | Fully Delivered | Jan 31, 2020 | PR-015-2020
|  | 2020-01-15 |  | Operations and Maintenance Consumables | Running Units | OPE20-1195-CNPR | Alona T. Arroyo | 0 | 13 | 10 |  | pcs | M | Chalkstone | 0 | 0 | 03.04.2020 - Delivered DR# 1412-CNPR | Fully Delivered | Jan 31, 2020 | PR-015-2020
|  | 2020-01-15 |  | Operations and Maintenance Consumables | Running Units | OPE20-1195-CNPR | Alona T. Arroyo | 0 | 14 | 40 |  | liters | A | Diesel Oil | 0 | 0 | 02.21.2020 - Delivered DR# 1338-CNPR 02.28.2020 - Delivered DR# 1409-CNPR | Fully Delivered | Jan 31, 2020 | PR-015-2020
|  | 2020-01-15 |  | Operations and Maintenance Consumables | Running Units | OPE20-1195-CNPR | Alona T. Arroyo | 0 | 15 | 20 |  | liters |  | Kerosene | 0 | 0 | For RFQ | Pending | Jan 31, 2020 | PR-015-2020
|  | 2020-01-15 |  | Operations and Maintenance Consumables | Running Units | OPE20-1195-CNPR | Alona T. Arroyo | 0 | 16 | 1 |  | pc | E | Marker, Paint, Industrial - DALO, Color: Yellow | 0 | 0 | 02.28.2020 - Delivered DR# 1391-CNPR | Fully Delivered | Jan 31, 2020 | PR-015-2020
|  | 2020-01-15 |  | Operations and Maintenance Consumables | Running Units | OPE20-1195-CNPR | Alona T. Arroyo | 0 | 17 | 10 |  | sheets |  | Paper, Abrasive, Grit 1000 - Creston Silicon Carbide Abrasive Paper | 0 | 0 | For RFQ | Pending | Jan 31, 2020 | PR-015-2020
|  | 2020-01-15 |  | Operations and Maintenance Consumables | Running Units | OPE20-1195-CNPR | Alona T. Arroyo | 0 | 18 | 10 |  | sheets | C | Paper, Abrasive, Grit 600 - Creston Silicon Carbide Abrasive Paper | 0 | 0 | 02.28.2020 - Delivered DR# 1389-CNPR | Fully Delivered | Jan 31, 2020 | PR-015-2020
|  | 2020-01-15 |  | Operations and Maintenance Consumables | Running Units | OPE20-1195-CNPR | Alona T. Arroyo | 0 | 19 | 10 | Orig.: 10.00 sheets | sheets | BC | Paper, Abrasive, Grit 300 - Creston Silicon Carbide Abrasive Paper | 0 | 0 | 03.04.2020 - Delivered DR# 1443-CNPR 03.05.2020 - Delivered DR# 1449-CNPR | Fully Delivered | Jan 31, 2020 | PR-015-2020
|  | 2020-01-15 |  | Operations and Maintenance Consumables | Running Units | OPE20-1195-CNPR | Alona T. Arroyo | 0 | 20 | 10 |  | sheets | BC | Paper, Abrasive, Grit 250 - Creston Silicon Carbide Abrasive Paper | 0 | 0 |  | PO Issued | Jan 31, 2020 | PR-015-2020
|  | 2020-01-15 |  | Operations and Maintenance Consumables | Running Units | OPE20-1195-CNPR | Alona T. Arroyo | 0 | 21 | 10 | Orig.: 10.00 sheets | sheets | BC | Paper, Abrasive, Grit 150 - Creston Silicon Carbide Abrasive Paper | 0 | 0 | 03.04.2020 - Delivered DR# 1443-CNPR | Fully Delivered | Jan 31, 2020 | PR-015-2020
|  | 2020-01-15 |  | Operations and Maintenance Consumables | Running Units | OPE20-1195-CNPR | Alona T. Arroyo | 0 | 22 | 1 |  | pc | O | Stone, Sharpening, Carborandum 108 "S" Combination Silicon Carbide | 0 | 0 | 03.04.2020 - Delivered DR# 1415-CNPR | Fully Delivered | Jan 31, 2020 | PR-015-2020
|  | 2020-01-15 |  | Operations and Maintenance Consumables | Running Units | OPE20-1195-CNPR | Alona T. Arroyo | 0 | 23 | 10 |  | kgs | A | Rags, Cotton | 0 | 0 | 02.26.2020 - Delivered DR# 1329-CNPR | Fully Delivered | Jan 31, 2020 | PR-015-2020
|  | 2020-01-15 |  | Operations and Maintenance Consumables | Running Units | OPE20-1195-CNPR | Alona T. Arroyo | 0 | 24 | 25 |  | pairs | D | Gloves, Knitted Cotton | 0 | 0 |  | Fully Delivered | Jan 31, 2020 | PR-015-2020
|  | 2020-01-15 |  | Operations and Maintenance Consumables | Running Units | OPE20-1195-CNPR | Alona T. Arroyo | 0 | 25 | 1 |  | gallon | N | Soap, Liquid, Industrial | 0 | 0 | 02.28.2020 - Delivered DR# 1392-CNPR | Fully Delivered | Jan 31, 2020 | PR-015-2020
|  | 2020-01-15 |  | Operations and Maintenance Consumables | Running Units | OPE20-1195-CNPR | Alona T. Arroyo | 0 | 26 | 2 |  | pcs | B | Broom | 0 | 0 | 02.27.2020 - Delivered DR# 1388-CNPR | Fully Delivered | Jan 31, 2020 | PR-015-2020
|  | 2020-01-16 | Bacolod /Manila | Installation of Flow Indicator | Mitsubishi SJ6000 HFO Purifier | OPE20-1196-CNPR | Juanito Dagupan | 0 | 1 | 1 |  | pc |  | Flow Indicator, Capacity: 6000 liter/hr | 0 | 0 | For RFQ | Pending | Jan 31, 2020 | PR-016-2020
|  | 2020-01-16 | Bacolod /Manila | Installation of Flow Indicator | Mitsubishi SJ6000 HFO Purifier | OPE20-1197-CNPR | Juanito Dagupan | 0 | 1 | 1 |  | pc |  | Flow Indicator, Capacity: 6000 liter/hr | 0 | 0 | For RFQ | Pending | Jan 31, 2020 | PR-016-2020; Cancelled, double entry
|  | 2020-01-20 | 43845 | EIC | UOM | Rey D. Argawanon20-1198-CNPR | 1 | 0 | 1 | 1 |  | cans |  | WD40 Multi-purpose | 0 | 0 | Cancelled PR, incorrect PR Format. 01.24.20 | Cancelled | Jan 27, 2020
|  | 2020-01-20 | 43845 | EIC | UOM | Rey D. Argawanon20-1198-CNPR | 1 | 0 | 2 | 2 |  | cans |  | Contact cleaner | 0 | 0 | Cancelled PR, incorrect PR Format. 01.24.20 | Cancelled | Jan 27, 2020
|  | 2020-01-20 | 43845 | EIC | UOM | Rey D. Argawanon20-1198-CNPR | 1 | 0 | 3 | 1 |  | liter |  | Denatured alcohol | 0 | 0 | Cancelled PR, incorrect PR Format. 01.24.20 | Cancelled | Jan 27, 2020
|  | 2020-01-20 | 43845 | EIC | UOM | Rey D. Argawanon20-1198-CNPR | 1 | 0 | 4 | 10 |  | rolls |  | Vinyl electrical tape (Big), brand: armak | 0 | 0 | Cancelled PR, incorrect PR Format. 01.24.20 | Cancelled | Jan 27, 2020
|  | 2020-01-20 | 43845 | EIC | UOM | Rey D. Argawanon20-1198-CNPR | 1 | 0 | 5 | 8 |  | pairs |  | Cotton with rubber gloves | 0 | 0 | Cancelled PR, incorrect PR Format. 01.24.20 | Cancelled | Jan 27, 2020
|  | 2020-01-20 | 43845 | EIC | UOM | Rey D. Argawanon20-1198-CNPR | 1 | 0 | 6 | 50 |  | pcs |  | Cable tie 450mm x 5mm | 0 | 0 | Cancelled PR, incorrect PR Format. 01.24.20 | Cancelled | Jan 27, 2020
|  | 2020-01-20 | 43845 | EIC | UOM | Rey D. Argawanon20-1198-CNPR | 1 | 0 | 7 | 50 |  | pcs. |  | Cable tie 150mm x 3mm | 0 | 0 | Cancelled PR, incorrect PR Format. 01.24.20 | Cancelled | Jan 27, 2020
|  | 2020-01-20 | 43845 | EIC | UOM | Rey D. Argawanon20-1198-CNPR | 1 | 0 | 8 | 50 |  | pcs. |  | Cable Tie 200mm x 8mm | 0 | 0 | Cancelled PR, incorrect PR Format. 01.24.20 | Cancelled | Jan 27, 2020
|  | 2020-01-20 | 43845 | EIC | UOM | Rey D. Argawanon20-1198-CNPR | 1 | 0 | 9 | 4 |  | quarts |  | Distilled water | 0 | 0 | Cancelled PR, incorrect PR Format. 01.24.20 | Cancelled | Jan 27, 2020
|  | 2020-01-20 | 43845 | EIC | UOM | Rey D. Argawanon20-1198-CNPR | 1 | 0 | 10 | 9 |  | pcs. |  | Battery AA | 0 | 0 | Cancelled PR, incorrect PR Format. 01.24.20 | Cancelled | Jan 27, 2020
|  | 2020-01-20 | 43845 | EIC | UOM | Rey D. Argawanon20-1198-CNPR | 1 | 0 | 11 | 1 |  | pcs. |  | Battery 9 Volts | 0 | 0 | Cancelled PR, incorrect PR Format. 01.24.20 | Cancelled | Jan 27, 2020
|  | 2020-01-20 | 43845 | EIC | UOM | Rey D. Argawanon20-1198-CNPR | 1 | 0 | 12 | 3 |  | rolls |  | Masking tape 1/2" | 0 | 0 | Cancelled PR, incorrect PR Format. 01.24.20 | Cancelled | Jan 27, 2020
|  | 2020-01-20 | 43845 | EIC | UOM | Rey D. Argawanon20-1198-CNPR | 1 | 0 | 13 | 3 |  | rolls |  | Masking tape 1" | 0 | 0 | Cancelled PR, incorrect PR Format. 01.24.20 | Cancelled | Jan 27, 2020
|  | 2020-01-20 | 43845 | EIC | UOM | Rey D. Argawanon20-1198-CNPR | 1 | 0 | 14 | 5 |  | sheets |  | Abrasive paper 180, water resistant | 0 | 0 | Cancelled PR, incorrect PR Format. 01.24.20 | Cancelled | Jan 27, 2020
|  | 2020-01-20 | 43845 | EIC | UOM | Rey D. Argawanon20-1198-CNPR | 1 | 0 | 15 | 2 |  | pcs. |  | Drill bit, 3/6 | 0 | 0 | Cancelled PR, incorrect PR Format. 01.24.20 | Cancelled | Jan 27, 2020
|  | 2020-01-20 | 43845 | EIC | UOM | Rey D. Argawanon20-1198-CNPR | 1 | 0 | 16 | 2 |  | pcs. |  | Drill bit, 1/4 | 0 | 0 | Cancelled PR, incorrect PR Format. 01.24.20 | Cancelled | Jan 27, 2020
|  | 2020-01-20 | 43845 | EIC | UOM | Rey D. Argawanon20-1198-CNPR | 1 | 0 | 17 | 1 |  | pc. |  | Broom | 0 | 0 | Cancelled PR, incorrect PR Format. 01.24.20 | Cancelled | Jan 27, 2020
|  | 2020-01-15 | Manila/Bacolod | EIC Consumables Month of January | EIC | EIC20-1199-CNPR | Rey D. Argawanon | 0 | 1 | 5 |  | kgs. | E | Cotton rags | 0 | 0 | 03.02.2020 - Delivered DR# 1374-CNPR | Fully Delivered | Jan 27, 2020 | PR-017-2020
|  | 2020-01-15 | Manila/Bacolod | EIC Consumables Month of January | EIC | EIC20-1199-CNPR | Rey D. Argawanon | 0 | 2 | 1 | Orig.: 1.00 cans | cans | A | WD40 Multi-purpose | 0 | 0 | 02.27.2020 - Delivered DR# 1362-CNPR | Fully Delivered | Jan 27, 2020 | PR-017-2020
|  | 2020-01-15 | Manila/Bacolod | EIC Consumables Month of January | EIC | EIC20-1199-CNPR | Rey D. Argawanon | 0 | 3 | 2 |  | cans | C | Contact cleaner | 0 | 0 | 02.28.2020 - Delivered DR# 1372-CNPR | Fully Delivered | Jan 27, 2020 | PR-017-2020
|  | 2020-01-15 | Manila/Bacolod | EIC Consumables Month of January | EIC | EIC20-1199-CNPR | Rey D. Argawanon | 0 | 4 | 1 | Orig.: 1.00 liter | liter | D | Denatured alcohol | 0 | 0 | 03.04.2020 - Delivered DR# 1421-CNPR | Fully Delivered | Jan 27, 2020 | PR-017-2020
|  | 2020-01-15 | Manila/Bacolod | EIC Consumables Month of January | EIC | EIC20-1199-CNPR | Rey D. Argawanon | 0 | 5 | 10 |  | rolls | B | Vinyl electrical tape (Big), brand: armak | 0 | 0 | 02.22.2020 - Delivered DR# 1354-CNPR | Fully Delivered | Jan 27, 2020 | PR-017-2020
|  | 2020-01-15 | Manila/Bacolod | EIC Consumables Month of January | EIC | EIC20-1199-CNPR | Rey D. Argawanon | 0 | 6 | 8 |  | pairs | M | Cotton with rubber gloves | 0 | 0 | 03.04.2020 - Delivered DR# 1400-CNPR | Fully Delivered | Jan 27, 2020 | PR-017-2020
|  | 2020-01-15 | Manila/Bacolod | EIC Consumables Month of January | EIC | EIC20-1199-CNPR | Rey D. Argawanon | 0 | 7 | 50 |  | pcs | AA | Cable tie 450mm x 5mm | 0 | 0 | Issue new PR 03.11.20 | Cancelled | Jan 27, 2020 | PR-017-2020
|  | 2020-01-15 | Manila/Bacolod | EIC Consumables Month of January | EIC | EIC20-1199-CNPR | Rey D. Argawanon | 0 | 8 | 50 |  | pcs. | R | Cable tie 150mm x 3mm - UNSERVED 49 pack | 0 | 0 | 03.04.2020 - Delivered DR# 1384-CNPR(1.00 pack) | Partially Delivered | Jan 27, 2020 | PR-017-2020
|  | 2020-01-15 | Manila/Bacolod | EIC Consumables Month of January | EIC | EIC20-1199-CNPR | Rey D. Argawanon | 0 | 9 | 50 |  | pcs. | R | Cable Tie 200mm x 8mm - UNSERVED 49 pack | 0 | 0 | 03.04.2020 - Delivered DR# 1384-CNPR(1.00 pack) | Partially Delivered | Jan 27, 2020 | PR-017-2020
|  | 2020-01-15 | Manila/Bacolod | EIC Consumables Month of January | EIC | EIC20-1199-CNPR | Rey D. Argawanon | 0 | 10 | 4 |  | quarts | O | Distilled water | 0 | 0 | 03.10.2020 - Delivered DR# 1417-CNPR | Fully Delivered | Jan 27, 2020 | PR-017-2020
|  | 2020-01-15 | Manila/Bacolod | EIC Consumables Month of January | EIC | EIC20-1199-CNPR | Rey D. Argawanon | 0 | 11 | 9 |  | pcs. | G | Battery AA | 0 | 0 | 03.04.2020 - Delivered DR# 1387-CNPR | Fully Delivered | Jan 27, 2020 | PR-017-2020
|  | 2020-01-15 | Manila/Bacolod | EIC Consumables Month of January | EIC | EIC20-1199-CNPR | Rey D. Argawanon | 0 | 12 | 1 |  | pcs. | G | Battery 9 Volts | 0 | 0 | 03.04.2020 - Delivered DR# 1387-CNPR | Fully Delivered | Jan 27, 2020 | PR-017-2020
|  | 2020-01-15 | Manila/Bacolod | EIC Consumables Month of January | EIC | EIC20-1199-CNPR | Rey D. Argawanon | 0 | 13 | 3 |  | rolls | A | Masking tape 1/2" | 0 | 0 | 02.29.2020 - Delivered DR# 1351-CNPR | Fully Delivered | Jan 27, 2020 | PR-017-2020
|  | 2020-01-15 | Manila/Bacolod | EIC Consumables Month of January | EIC | EIC20-1199-CNPR | Rey D. Argawanon | 0 | 14 | 3 |  | rolls | A | Masking tape 1" | 0 | 0 | 02.29.2020 - Delivered DR# 1351-CNPR | Fully Delivered | Jan 27, 2020 | PR-017-2020
|  | 2020-01-15 | Manila/Bacolod | EIC Consumables Month of January | EIC | EIC20-1199-CNPR | Rey D. Argawanon | 0 | 15 | 5 |  | sheets | F | Abrasive paper 180, water resistant | 0 | 0 | 03.04.2020 - Delivered DR# 1434-CNPR | Fully Delivered | Jan 27, 2020 | PR-017-2020
|  | 2020-01-15 | Manila/Bacolod | EIC Consumables Month of January | EIC | EIC20-1199-CNPR | Rey D. Argawanon | 0 | 16 | 2 |  | pcs. | H | Drill bit, 3/6 | 0 | 0 | 03.10.2020 - Delivered DR# 1445-CNPR | Fully Delivered | Jan 27, 2020 | PR-017-2020
|  | 2020-01-15 | Manila/Bacolod | EIC Consumables Month of January | EIC | EIC20-1199-CNPR | Rey D. Argawanon | 0 | 17 | 2 |  | pcs. | F | Drill bit, 1/4 | 0 | 0 | 03.04.2020 - Delivered DR# 1433-CNPR | Fully Delivered | Jan 27, 2020 | PR-017-2020
|  | 2020-01-15 | Manila/Bacolod | EIC Consumables Month of January | EIC | EIC20-1199-CNPR | Rey D. Argawanon | 0 | 18 | 1 |  | pc. | D | Broom | 0 | 0 | 02.27.2020 - Delivered DR# 1373-CNPR | Fully Delivered | Jan 27, 2020 | PR-017-2020
|  | 2020-01-20 | 43847 | SJ6000 Mitsubishi Purifier | UOM | Rey D. Argawanon20-1200-CNPR | 1 | 0 | 1 | 2 |  | pcs. |  | Thermal Overload Relay Brand: Schneider, LRD 33, Range: 17-104 Amps. | 0 | 0 | Cancelled; Incorrect PR Format 01.24.20 | Cancelled | Jan 27, 2020
|  | 2020-01-20 | 43847 | SJ6000 Mitsubishi Purifier | UOM | Rey D. Argawanon20-1200-CNPR | 1 | 0 | 2 | 2 |  | pcs. |  | Timer Relay Brand: Schneider, LADT2, On Delay Product: TeSys D (Ui) Rated Insulation Voltage: 600 V confirming to IEC 60947-1 | 0 | 0 | Cancelled; Incorrect PR Format 01.24.20 | Cancelled | Jan 27, 2020
|  | 2020-01-20 | 43847 | SJ6000 Mitsubishi Purifier | UOM | Rey D. Argawanon20-1200-CNPR | 1 | 0 | 3 | 1 |  | unit |  | Yokoha Inductrial Control Potential Transformer Capacity: 25 VA, Primary Voltage: 440 Vac, Secondary Voltage: 120 Vac, Single phase, 60Hz | 0 | 0 | Cancelled; Incorrect PR Format 01.24.20 | Cancelled | Jan 27, 2020
|  | 2020-01-17 | Manila/Bacolod | For SJ6000 Mitsubishi Purifier on Fuel Recovery Module | SJ6000 Mitsubishi Purifier | EIC20-1201-CNPR | Rey D. Argawanon | 0 | 1 | 3 |  | pcs. |  | Magnetic contactor Brand: Schneider, LC1E40 Specs: 40Amp, 690V, 3Pole AC, 50/60 Hz | 0 | 0 | For RFQ | Pending | Jan 27, 2020 | PR-019-2020
|  | 2020-01-17 | Manila/Bacolod | For SJ6000 Mitsubishi Purifier on Fuel Recovery Module | SJ6000 Mitsubishi Purifier | EIC20-1201-CNPR | Rey D. Argawanon | 0 | 2 | 2 |  | pcs. |  | Thermal Overload Relay Brand: Schneider, LRD 33, Range: 17-104 Amps. | 0 | 0 | For RFQ | Pending | Jan 27, 2020 | PR-019-2020
|  | 2020-01-17 | Manila/Bacolod | For SJ6000 Mitsubishi Purifier on Fuel Recovery Module | SJ6000 Mitsubishi Purifier | EIC20-1201-CNPR | Rey D. Argawanon | 0 | 3 | 2 |  | pcs. |  | Timer Relay Brand: Schneider, LADT2, On Delay Product: TeSys D (Ui) Rated Insulation Voltage: 600 V confirming to IEC 60947-1 | 0 | 0 | For RFQ | Pending | Jan 27, 2020 | PR-019-2020
|  | 2020-01-17 | Manila/Bacolod | For SJ6000 Mitsubishi Purifier on Fuel Recovery Module | SJ6000 Mitsubishi Purifier | EIC20-1201-CNPR | Rey D. Argawanon | 0 | 4 | 1 |  | unit |  | Yokoha Inductrial Control Potential Transformer Capacity: 25 VA, Primary Voltage: 440 Vac, Secondary Voltage: 120 Vac, Single phase, 60Hz | 0 | 0 | For RFQ | Pending | Jan 27, 2020 | PR-019-2020
|  | 2020-01-17 | Manila/Bacolod | Sludge Tank Heater Controller Installation | Sludge Tank | EIC20-1202-CNPR | Rey D. Argawanon | 0 | 1 | 2 |  | pcs. | C | Magnetic contactor Brand: Schneider, LC1E40 Specs: 40Amp, 690V, 3Pole AC, 50/60 Hz | 0 | 0 | For RFQ | Pending | Jan 28, 2020 | PR-020-2020
|  | 2020-01-17 | Manila/Bacolod | Sludge Tank Heater Controller Installation | Sludge Tank | EIC20-1202-CNPR | Rey D. Argawanon | 0 | 2 | 3 |  | pcs. | C | Temperature Controller Brand: TOHO, TM-004-RA | 0 | 0 | For RFQ | Pending | Jan 28, 2020 | PR-020-2020
|  | 2020-01-17 | Manila/Bacolod | Sludge Tank Heater Controller Installation | Sludge Tank | EIC20-1202-CNPR | Rey D. Argawanon | 0 | 3 | 4 |  | pcs. | A | Push Button Green, Schneider, XB7-NA-1 | 0 | 0 |  | PO Issued (4.00 pcs.) | Jan 28, 2020 | PR-020-2020
|  | 2020-01-17 | Manila/Bacolod | Sludge Tank Heater Controller Installation | Sludge Tank | EIC20-1202-CNPR | Rey D. Argawanon | 0 | 4 | 4 |  | pcs. | A | Push Button Red, Schneider, XB7-NA-2 | 0 | 0 |  | PO Issued (4.00 pcs.) | Jan 28, 2020 | PR-020-2020
|  | 2020-01-17 | Manila/Bacolod | Sludge Tank Heater Controller Installation | Sludge Tank | EIC20-1202-CNPR | Rey D. Argawanon | 0 | 5 | 4 |  | pcs. | A | Indicating lamps Red, Schneider, AD22-22DS, LED, AC 220, 20mA | 0 | 0 |  | PO Issued (4.00 pcs.) | Jan 28, 2020 | PR-020-2020
|  | 2020-01-17 | Manila/Bacolod | Sludge Tank Heater Controller Installation | Sludge Tank | EIC20-1202-CNPR | Rey D. Argawanon | 0 | 6 | 4 |  | pcs. | A | Indicating lamps Green, Schneider, AD22-22DS, LED, AC 220, 20mA | 0 | 0 |  | PO Issued (4.00 pcs.) | Jan 28, 2020 | PR-020-2020
|  | 2020-01-17 | Manila/Bacolod | Sludge Tank Heater Controller Installation | Sludge Tank | EIC20-1202-CNPR | Rey D. Argawanon | 0 | 7 | 4 |  | pcs. | B | LTFMC Straight connector 1" diameter | 0 | 0 | 01.28.2021 - Delivered DR# 2327-CNPR | Fully Delivered | Jan 28, 2020 | PR-020-2020
|  | 2020-01-17 | Manila/Bacolod | Sludge Tank Heater Controller Installation | Sludge Tank | EIC20-1202-CNPR | Rey D. Argawanon | 0 | 8 | 4 | Orig.: 4.00 pcs. Rev. 1: 4.00 pcs. Rev. 2: 4.00 pcs. | pcs. | N | LTFMC 90° elbow, 1" diameter | 0 | 0 |  | PO Issued | Jan 28, 2020 | PR-020-2020
|  | 2020-01-17 | Manila/Bacolod | Sludge Tank Heater Controller Installation | Sludge Tank | EIC20-1202-CNPR | Rey D. Argawanon | 0 | 9 | 5 |  | pcs. | B | Pullbox 4x4 metal | 0 | 0 | 01.28.2021 - Delivered DR# 2327-CNPR | Fully Delivered | Jan 28, 2020 | PR-020-2020
|  | 2020-01-17 | Manila/Bacolod | Sludge Tank Heater Controller Installation | Sludge Tank | EIC20-1202-CNPR | Rey D. Argawanon | 0 | 10 | 1 |  | unit | C | MCCB Breaker Brand: Schneider EZC100H, 3 Pole, 30kA Category: Easypact EZC Rated current: 100 (40°C) Rated insulated voltage: 690Vac , 50/60 Hz | 0 | 0 | For RFQ | Delivered by sample 1 | Jan 28, 2020 | PR-020-2020 -2021-02-22 -2GO Express, Inc. -200.00 -1
|  | 2020-01-17 | Manila/Bacolod | Sludge Tank Heater Controller Installation | Sludge Tank | EIC20-1202-CNPR | Rey D. Argawanon | 0 | 11 | 95 |  | mtrs. | D | THHN Copper wire 14mm² | 0 | 0 | For RFQ | Pending | Jan 28, 2020 | PR-020-2020
|  | 2020-01-20 | Manila/Bacolod | For SJ6000 Purifier Motor Load Monitoring | SJ6000 Purifier | EIC20-1203-CNPR | Rey D. Argawanon | 0 | 1 | 1 |  | pc. |  | Current Transformer Brand: Relco / Crompton Instruments Type: Ring / Window, 600 Vac, Ratio: 60:5 Burden: 5VA Accuracy class: 1 | 0 | 0 | For RFQ | Pending | Jan 27, 2020 | PR-021-2020
|  | 2020-01-20 | Manila/Bacolod | For SJ6000 Purifier Motor Load Monitoring | SJ6000 Purifier | EIC20-1203-CNPR | Rey D. Argawanon | 0 | 2 | 1 |  | pc. |  | Ammeter Brand: Relco / Crompton Instruments Ratio: 60:5 Size: 72x72mm | 0 | 0 | For RFQ | Pending | Jan 27, 2020 | PR-021-2020
|  | 2020-01-16 | Manila/Bacolod | For replacement of Spare tire | RDArgawanon's assigned company vehicle (Fuego WCF 520) | HRS20-1204-CNPR | Irish Dawn Torres | 0 | 1 | 1 |  | unit |  | Tire, spare, 195/R14 Tubeless | 0 | 0 | For RFQ | Pending | Jan 24, 2020 | HR-023-2020
|  | 2020-01-23 |  | Refuel for Heavy Equipment | Heavy Equipment - Forklift | 20-1205-CNPR | Donna Gellada | 0 | 1 | 20 |  | ltr/s |  | Diesel | 0 | 0 | Failed to indicate Department Code 01.24.20 | Cancelled | Jan 23, 2020
|  | 2020-01-23 |  | Refuel for Heavy Equipment | Heavy Equipment - Forklift | WHC20-1206-CNPR | Donna Gellada | 0 | 1 | 20 | Orig.: 20.00 ltr/s | ltr/s | W | Diesel | 0 | 0 | 01.31.2020 - Delivered DR# 1273-CNPR | Fully Delivered | Jan 23, 2020 | WHR-025-2020
|  | 2020-01-24 | Manila/Bacolod | Additional for Canteen Fire Protection | CENPRI Canteen | SPE20-1207-CNPR | Ricky D. Madeja | 0 | 1 | 1 |  | tank | P | Extinguisher, Fire, 10 lbs, HCFC - 123 | 0 | 0 | 02.04.2020 - Delivered DR# 1277-CNPR | Fully Delivered | Feb 13, 2020 | FR-029-2020
|  | 2020-01-21 |  | Replacement of Boomtruck Cowl | Heavy Equipment - Boomtruck | WHC20-1208-CNPR | Donna Gellada | 0 | 1 | 1 |  | unit/s | B | Cowl (as per sample & with pictures attached) | 0 | 0 |  | PO Issued (1.00 unit/s) | Feb 4, 2020 | WHR-024-2020
|  | 2020-01-23 |  | Refuel for Heavy Equipment | Heavy Equipment - Forklift | 20-1209-CNPR | Donna Gellada | 0 | 1 | 20 |  | ltr/s |  | Diesel | 0 | 0 | For RFQ | Pending | Jan 23, 2020 | WHR-025-2020; Cancelled, refer to PR No. SPE20-1222. Double entry of PR.
|  | 2020-01-17 | Manila/Bacolod | Tools for Stator Rewinding (Supersede to PR-018-2020) | Spare Stator | EIC20-1210-CNPR | Kennah Sasamoto | 0 | 1 | 2 |  | pcs |  | Plastic hammer, 2lbs, Diameter head: 50-60mm | 0 | 0 | For RFQ | Pending | Feb 3, 2020 | PR-026-2020
|  | 2020-01-23 | Manila/Bacolod | Jacket Water Recovery System (Additional) | Jacket Water System | OPE20-1211-CNPR | J. Dagupan | 36 | 1 | 10 |  | pcs | Q | Disc, Grinding, 4" | 0 | 0 | 03.10.2020 - Delivered DR# 1352-CNPR | Fully Delivered | Feb 13, 2020 | PR-027-2020
|  | 2020-01-23 | Manila/Bacolod | Jacket Water Recovery System (Additional) | Jacket Water System | OPE20-1211-CNPR | J. Dagupan | 4 | 2 | 2 |  | cyls | C | Oxygen | 0 | 0 | 02.28.2020 - Delivered DR# 1341-CNPR | Fully Delivered | Feb 13, 2020 | PR-027-2020
|  | 2020-01-23 | Manila/Bacolod | Jacket Water Recovery System (Additional) | Jacket Water System | OPE20-1211-CNPR | J. Dagupan | 3 | 3 | 1 |  | cyl | D | Acetylene | 0 | 0 | 02.28.2020 - Delivered DR# 1342-CNPR | Fully Delivered | Feb 13, 2020 | PR-027-2020
|  | 2020-01-23 | Manila/Bacolod | Jacket Water Recovery System (Additional) | Jacket Water System | OPE20-1211-CNPR | J. Dagupan | 0 | 4 | 1 |  | pc |  | Tank, Plastic, 5000 Liter Capacity | 0 | 0 | For RFQ | Pending | Feb 13, 2020 | PR-027-2020
|  | 2020-01-24 | Manila/Bacolod | Additional Materials for Installation of Piping in HFO Recovery (Mitsubishi SJ600 Purifier) | HFO Recovery (Mitsubishi SJ600 Purifier) | OPE20-1212-CNPR | Joselito E. Panes | 0 | 1 | 1 | Orig.: 1.00 lgth | lgth | A | Pipe, BI, Seamless, 3/4" diameter, Schedule 40 | 0 | 0 | 01.21.2021 - Delivered DR# 2295-CNPR | Fully Delivered | Jan 30, 2020 | PR-028-2020
|  | 2020-01-24 | Manila/Bacolod | Additional Materials for Installation of Piping in HFO Recovery (Mitsubishi SJ600 Purifier) | HFO Recovery (Mitsubishi SJ600 Purifier) | OPE20-1212-CNPR | Joselito E. Panes | 0 | 2 | 15 |  | pcs | C | Elbow, GI, Schedule 40, 3/4" x 90 deg., Female Thread | 0 | 0 | 01.15.2021 - Delivered DR# 2288-CNPR | Fully Delivered | Jan 30, 2020 | PR-028-2020
|  | 2020-01-24 | Manila/Bacolod | Additional Materials for Installation of Piping in HFO Recovery (Mitsubishi SJ600 Purifier) | HFO Recovery (Mitsubishi SJ600 Purifier) | OPE20-1212-CNPR | Joselito E. Panes | 0 | 3 | 3 |  | pcs | C | Coupling, GI, 3/4", Schedule 40, Female Thread | 0 | 0 | 01.15.2021 - Delivered DR# 2288-CNPR | Fully Delivered | Jan 30, 2020 | PR-028-2020
|  | 2020-01-21 |  | Documentation Reports in Dispatch (Taking pictures) | Operations and Trading | TRA20-1213-CNPR | Rebecca F. Alunan | 0 | 1 | 1 |  | pc |  | Canon IXUS 190 Point & Shot Camera Screen Size: 2.7 LCD Screen Megapixel: 20 Megapixels Movie Capture: HD Video 10x Optical Zoom | 0 | 0 | For RFQ | Pending | Feb 3, 2020 | PR-030-2020
|  | 2020-01-23 | Manila/Bacolod | Replacement of L.O. Circulating Pump-Motor Overload Protection Due to Over Range with Respect to Motor Protection | DG #1 to 5 L.O Circulating Pump-Motor | EIC20-1214-CNPR | Rey D. Argawanon | 0 | 1 | 5 |  | pcs. | A | Thermal Overload Relay Brand: Schneider Product Name: TeSys LRD08 Thermal protection adjustment range: 2.5 - 4 Amp. Rated insulating voltage: 600Vac confirming to IEC 60947-4-1 | 0 | 0 | 07.15.2020 - Delivered DR# 1612-CNPR | Fully Delivered | Jan 29, 2020 | PR-031-2020
|  | 2020-01-24 |  | Measuring Tool for Turbocharger Parts (Supersede PR-010-2020) | Running Units Maintenance | MAI20-1215-CNPR | Edwin Bejec | 0 | 1 | 1 |  | unit |  | Vernier Caliper, Make: Mitutoyo, Series: 160, Nib Style Jaws and Fine Adjustment, Scale: Metric/Inch, Range: 0 (20) - 600mm / 0 (.5") - 24", Accuracy: ±0.05mm, Graduation: Lower Scale 0.02mm; Upper Scale 0.001", Mass: 1,400 grams, Order No. 160-153 | 0 | 0 | For RFQ | Pending | Feb 7, 2020 | PR-032-2020
|  | 2020-01-27 | Manila/Bacolod | Material for Stator Rewinding | Spare Stator | EIC20-1216-CNPR | Kennah Sasamoto | 0 | 1 | 1 |  | sheet |  | G11 Garolite/Epoxy Glass Fabric Laminated Sheet Size: 1/2" thickness , 1foot x 1foot | 0 | 0 | For RFQ | Pending | Feb 3, 2020 | PR-033-2020
|  | 2020-01-23 | Bacolod | For Water Softener Chemical dosing | Running Units | LAB20-1217-CNPR | Beverly Ampog | 10 | 1 | 10 |  | sack | A | Industrial Salt | 0 | 0 | 08.19.2020 - Delivered DR# 1730-CNPR | Fully Delivered | Jan 30, 2020 | PR-034-2020
|  | 2020-02-03 |  | For load testing of Engine Driven pump(Cummins Engine) | Safety Cummins engine | HAS20-1218-CNPR | Ricky D. Madeja | 0 | 1 | 200 |  | Ltrs | V | Deisel Fuel | 0 | 0 | Superseded by PR No: HAS20-1246 02.26.20 | Cancelled | Feb 3, 2020 | HR-035-2020
|  | 2020-01-28 | Manila/Bacolod | Replacement of Defective Generator Potential Transformer | DG 2 | EIC20-1219-CNPR | Rey D. Argawanon | 0 | 1 | 2 | Orig.: 1.00 units | units | H | Potential Transformer with Two fuses Brand: Instrument Transformers, Inc. Pri. Voltage: 7200, Ratio: 60:1, Secondary Voltage: 120 Catalog numbers: PTW4-2-75-722FF Maximum system voltage: 9.52kV, BIL 75kV Thermal Rating: 1500VA at 30°C amb. Accuracy class: 0.3 WXMYZ, 1.2ZZ at 100% rated voltage with 120V based ANSI burden | 0 | 0 | 05.12.2020 - Delivered DR# 1313-CNPR 05.12.2020 - Delivered DR# 1313-CNPR | Fully Delivered | Jan 29, 2020 | PR-036-2020
|  | 2020-01-30 | Bacolod | For Canteen Plant box | Environmental Use | ENV20-1220-CNPR | Genielyne V. Mondejar | 0 | 1 | 30 |  | pcs. |  | Bougainvillea Plant | 0 | 0 | For RFQ | Pending | Feb 7, 2020 | HR-037-2020
|  | 2020-01-30 | Manila/Bacolod | Consumables for Stator Rewinding (Supersede Items #3 and #10 @ PR-004-2020) | Spare Stator | EIC20-1221-CNPR | Kennah Sasamoto | 0 | 1 | 5 |  | meters |  | Copper tubing, soft drawn, 99.9% cu,1mm thickness, 17mm ID | 0 | 0 | For RFQ | Pending | Feb 21, 2020 | PR-038-2020
|  | 2020-01-30 | Manila/Bacolod | Consumables for Stator Rewinding (Supersede Items #3 and #10 @ PR-004-2020) | Spare Stator | EIC20-1221-CNPR | Kennah Sasamoto | 0 | 2 | 14 |  | pcs. |  | Copper bellmouth lugs, cable size: 95mm2 , L: 57, L1: 21.0, stud hole: M12, item code: CLMS-95-12 | 0 | 0 | For RFQ | Pending | Feb 29, 2020 | PR-038-2020
|  | 2020-01-30 | Manila/Bacolod | ECMG Office Renovation - Electrical Supersede to FR-593-2019 Item #18 | ECMG Office | SPE20-1222-CNPR | Iris J. Sixto | 0 | 1 | 1 |  | pc |  | Fan, Exhaust, Wall Mounted, with Louver, 12" x 12" dia, 32W | 0 | 0 | For RFQ | Pending | Feb 17, 2020 | FR-039-2020
|  | 2020-02-06 | Manila/Bacolod | Additional Materials for ECMG Office Renovation - Electrical | ECMG Office | SPE20-1223-CNPR | Iris J. Sixto | 0 | 1 | 2 |  | pcs | A | Breaker, Circuit, Bolt On, 30A, 2P, 220-240V | 0 | 0 | Item provided by the contractor 09.09.20 | Cancelled | Feb 26, 2020 | FR-041-2020
|  | 2020-02-06 | Manila/Bacolod | Additional Materials for ECMG Office Renovation - Electrical | ECMG Office | SPE20-1223-CNPR | Iris J. Sixto | 0 | 2 | 3 |  | lgths |  | Pipe, UPVC conduit, 3/4", Color: Orange | 0 | 0 | For RFQ | Pending | Feb 19, 2020 | FR-041-2020
|  | 2020-02-06 | Manila/Bacolod | Additional Materials for ECMG Office Renovation - Electrical | ECMG Office | SPE20-1223-CNPR | Iris J. Sixto | 0 | 3 | 8 |  | lgths |  | Pipe, UPVC conduit, 1/2", Color: Orange | 0 | 0 | For RFQ | Pending | Feb 19, 2020 | FR-041-2020
|  | 2020-02-06 | Manila/Bacolod | Water Supply System for Canteen and Ladies Dorm (Additional) | Canteen and Ladies Dorm | SPE20-1224-CNPR | Iris J. Sixto | 0 | 1 | 1 |  | pc | B | Tank, Potable Water Storage, Vertical, 1000 Liters, PVC | 0 | 0 | 03.07.2020 - Delivered DR# 1430-CNPR | Fully Delivered | Feb 24, 2020 | FR-042-2020
|  | 2020-02-06 |  | Replacement Battery | Heavy Equipment - Forklift | WHC20-1225-CNPR | Donna Gellada | 0 | 1 | 1 |  | uint/s |  | Battery, 21 Plates, 300mm x 200mm x 170mm, 12Volts Preferred Brand: Motolite | 0 | 0 | For RFQ | Pending | Feb 11, 2020 | WHR-043-2020
|  | 2020-02-06 |  | Replacement Part for Lube Oil Priming Pump | Sulzer Units (DG Unit 1 - 3) | MAI20-1226-CNPR | Ruel Beato | 0 | 1 | 1 |  | unit |  | Mechanical Seal, Single Spring Inside Diameter: 36mm Outside Diameter: 53.5mm Total Length: 63mm Material: Carbon vs Ceramic | 0 | 0 | For RFQ | Pending | Feb 20, 2020 | PR-044-2020
|  | 2020-02-06 |  | Replacement Light Bulb Sockets | Plant Powerhouse | OPE20-1227-CNPR | Ryan M. Tignero | 0 | 1 | 20 |  | pcs | A | Heavy Duty Weatherproof Rubber Socket | 0 | 0 | 07.24.2020 - Delivered DR# 1642-CNPR | Fully Delivered | Feb 20, 2020 | PR-045-2020
|  | 2020-02-06 |  | Replacement Light Bulb Sockets | Plant Powerhouse | OPE20-1227-CNPR | Ryan M. Tignero | 0 | 2 | 5 | Orig.: 5.00 rolls | rolls | A | Adhesive Tape, Electrical, Vinyl, 0.16mm x 19mm x 16m | 0 | 0 | 07.24.2020 - Delivered DR# 1643-CNPR | Fully Delivered | Feb 20, 2020 | PR-045-2020
|  | 2020-02-06 |  | Replacement Injector Cooling Hose | Sulzer Units (DG Unit 1 - 3) | MAI20-1228-CNPR | Ruel Beato | 0 | 1 | 48 | Orig.: 48.00 pcs | pcs | A | Hydraulic Hose, 3/8" NPT (inside diameter) x 24" long, Single Wired, Heat Resistant Fittings: Straight female fitting (included in the overall length Pressure Capacity: 18 MPA Temperature Capacity: 100 °C | 0 | 0 | 03.10.2020 - Delivered DR# 1435-CNPR | Fully Delivered | Feb 20, 2020 | PR-046-2020
|  | 2020-02-06 |  | Replacement Injector Cooling Hose | Pielstick Units (DG Unit 4 - 5) | MAI20-1229-CNPR | Ruel Beato | 0 | 1 | 50 | Orig.: 50.00 pcs | pcs | A | Hydraulic Hose, 3/8" NPT (inside diameter) x 23" long, Single Wired, Heat Resistant Fittings: Straight female fitting (included in the overall length Pressure Capacity: 18 MPA Temperature Capacity: 100 °C | 0 | 0 | 03.10.2020 - Delivered DR# 1436-CNPR | Fully Delivered | Feb 20, 2020 | PR-047-2020
|  | 2020-02-07 |  | Painting of Auxiliary Pipings and Jacket Water Pump | Running Units (DG Unit 1 - 5) | MAI20-1230-CNPR | Ruel Beato | 0 | 1 | 2 |  | gallons |  | Paint, Epoxy Enamel, Color: 1811 Yellow, Brand: Island Paint | 0 | 0 | For RFQ | Pending | Feb 28, 2020 | PR-048-2020
|  | 2020-02-07 |  | Painting of Auxiliary Pipings and Jacket Water Pump | Running Units (DG Unit 1 - 5) | MAI20-1230-CNPR | Ruel Beato | 0 | 2 | 2 |  | gallons |  | Paint, Epoxy Enamel, Color: 1872 Marine Blue, Brand: Island Paint | 0 | 0 | For RFQ | Delivered by sample 1 | Feb 28, 2020 | PR-048-2020 -2021-02-22 -2GO Express, Inc. -200.00 -2
|  | 2020-02-07 |  | Painting of Auxiliary Pipings and Jacket Water Pump | Running Units (DG Unit 1 - 5) | MAI20-1230-CNPR | Ruel Beato | 0 | 3 | 2 |  | gallons |  | Paint, Epoxy Enamel, Color: 1851 Jade Green, Brand: Island Paint | 0 | 0 | For RFQ | Pending | Feb 28, 2020 | PR-048-2020
|  | 2020-02-07 |  | Painting of Auxiliary Pipings and Jacket Water Pump | Running Units (DG Unit 1 - 5) | MAI20-1230-CNPR | Ruel Beato | 2 | 4 | 1 |  | gallon |  | Epoxy Primer, Gray | 0 | 0 | For RFQ | Pending | Feb 28, 2020 | PR-048-2020
|  | 2020-02-07 |  | Painting of Auxiliary Pipings and Jacket Water Pump | Running Units (DG Unit 1 - 5) | MAI20-1230-CNPR | Ruel Beato | 0 | 5 | 1 |  | gallon |  | Paint, Epoxy Enamel, Color: White, Brand: Island Paint | 0 | 0 | For RFQ | Pending | Feb 28, 2020 | PR-048-2020
|  | 2020-02-07 |  | Painting of Auxiliary Pipings and Jacket Water Pump | Running Units (DG Unit 1 - 5) | MAI20-1230-CNPR | Ruel Beato | 0 | 6 | 1 |  | gallon |  | Paint Remover | 0 | 0 | For RFQ | Pending | Feb 28, 2020 | PR-048-2020
|  | 2020-02-07 |  | Painting of Auxiliary Pipings and Jacket Water Pump | Running Units (DG Unit 1 - 5) | MAI20-1230-CNPR | Ruel Beato | 1 | 7 | 1 |  | gallon |  | Paint Thinner | 0 | 0 | For RFQ | Pending | Feb 28, 2020 | PR-048-2020
|  | 2020-02-07 |  | Painting of Auxiliary Pipings and Jacket Water Pump | Running Units (DG Unit 1 - 5) | MAI20-1230-CNPR | Ruel Beato | 1 | 8 | 2 |  | gallons |  | Lacquer Thinner | 0 | 0 | For RFQ | Pending | Feb 28, 2020 | PR-048-2020
|  | 2020-02-07 |  | Painting of Auxiliary Pipings and Jacket Water Pump | Running Units (DG Unit 1 - 5) | MAI20-1230-CNPR | Ruel Beato | 0 | 9 | 2 |  | pcs |  | Brush, Paint, 1" | 0 | 0 | For RFQ | Pending | Feb 28, 2020 | PR-048-2020
|  | 2020-02-07 |  | Painting of Auxiliary Pipings and Jacket Water Pump | Running Units (DG Unit 1 - 5) | MAI20-1230-CNPR | Ruel Beato | 0 | 10 | 2 |  | pcs |  | Brush, Paint, 1/2" | 0 | 0 | For RFQ | Pending | Feb 28, 2020 | PR-048-2020
|  | 2020-02-07 |  | Replacement of Damaged EPC-41 Controller Card and TRIAC (Supersede PR-375-2019) | HFO Separator Unit 1 and LOP Unit 5 Heatpac | OPE20-1231-CNPR | Godfrey S. E. Samano | 0 | 1 | 1 |  | unit |  | Automatic Discharge Controller Card, EPC-41, Specifications: 48 VAC ± 10%-15%, 60Hz, Five Relay, connected for 48VAC at delivery, Built-in automatic fuse, 3.0A | 0 | 0 | For RFQ | Pending | Feb 21, 2020 | PR-049-2020
|  | 2020-02-07 |  | Replacement of Damaged EPC-41 Controller Card and TRIAC (Supersede PR-375-2019) | HFO Separator Unit 1 and LOP Unit 5 Heatpac | OPE20-1231-CNPR | Godfrey S. E. Samano | 0 | 2 | 1 |  | unit |  | Alfa Laval Heatpac Triac 380 V, Part Number: 3183034211 | 0 | 0 | For RFQ | Pending | Feb 21, 2020 | PR-049-2020
|  | 2020-02-08 | Manila/Bacolod | Replacement of Defective Controller on Air Compressor # 1 | Air Compressor Unit 1 | EIC20-1232-CNPR | Rey D. Argawanon | 0 | 1 | 2 |  | pcs. | A | EasyPact TVS Contactor Brand: Schneider, LC1E40M5 Service Short Name: LC1E | 0 | 0 | 07.15.2020 - Delivered DR# 1613-CNPR | Fully Delivered | Feb 15, 2020 | PR-050-2020
|  | 2020-02-08 | Manila/Bacolod | Replacement of Defective Controller on Air Compressor # 1 | Air Compressor Unit 1 | EIC20-1232-CNPR | Rey D. Argawanon | 0 | 2 | 2 |  | pcs. | A | Thermal Overload Brand: Schneider, LRE40 | 0 | 0 | 07.15.2020 - Delivered DR# 1613-CNPR | Fully Delivered | Feb 15, 2020 | PR-050-2020
|  | 2020-02-12 | Manila | For replacement of pH meter electrode | For pH meter use | ENV20-1234-CNPR | Genielyne V. Mondejar | 0 | 1 | 1 |  | pc. |  | Replaceable pH Electrode, Brand: Hanna, Code: HI73127 (as per sample) | 0 | 100 | For RFQ | Pending | Feb 17, 2020 | HR-051-2020
|  | 2020-02-12 | Manila | For replacement of pH meter electrode | For pH meter use | ENV20-1234-CNPR | Genielyne V. Mondejar | 0 | 2 | 1 |  | bottle |  | Electrode cleaniong solution, Brand Hanna, Code: HI7061M 230 ml | 0 | 120 | For RFQ | Pending | Feb 17, 2020 | HR-051-2020
|  | 2020-02-12 | Manila | For replacement of pH meter electrode | For pH meter use | ENV20-1234-CNPR | Genielyne V. Mondejar | 0 | 3 | 1 |  | bottle |  | Electrode storage solution, Brand: Hanna, Code: HI70300M 230 ml | 0 | 100 | For RFQ | Pending | Feb 17, 2020 | HR-051-2020
|  | 2020-02-12 | Manila | For replacement of pH meter electrode | For pH meter use | ENV20-1234-CNPR | Genielyne V. Mondejar | 0 | 4 | 10 |  | sachets |  | pH 7.01 calibration solution, Brand:Hanna, Code: HI70007P, 20 ml sachet | 0 | 200 | For RFQ | Pending | Feb 17, 2020 | HR-051-2020
|  | 2020-02-12 | Manila | For replacement of pH meter electrode | For pH meter use | ENV20-1234-CNPR | Genielyne V. Mondejar | 0 | 5 | 10 |  | sachets |  | pH 10.01 calibration solution, Brand:Hanna, Code: HI70007P, 20 ml sachet | 0 | 150 | For RFQ | Pending | Feb 17, 2020 | HR-051-2020
|  | 2020-02-20 |  | For Operation of Engine Driven Fire Pump | Plant Fire Protection | HAS20-1239-CNPR | Ricky D. Madeja | 0 | 1 | 200 |  | Ltrs |  | Deisel Fuel | 0 | 0 | For RFQ | Pending | Feb 25, 2020 | HR-053-2020
|  | 2020-02-20 |  | Preventive Maintenance Consumables for Heavy Fuel Oil Purifier | Running Units (DG Unit 1 - 5) | OPE20-1240-CNPR | Alona T. Arroyo | 20 | 1 | 1 |  | pail |  | Multicleaner, Uniliq, Water Based | 0 | 0 | For RFQ | Pending | Apr 1, 2020 | PR-054-2020
|  | 2020-02-20 |  | Preventive Maintenance Consumables for Heavy Fuel Oil Purifier | Running Units (DG Unit 1 - 5) | OPE20-1240-CNPR | Alona T. Arroyo | 0 | 2 | 20 |  | liters |  | Diesel Oil | 0 | 0 | For RFQ | Pending | Apr 1, 2020 | PR-054-2020
|  | 2020-02-20 |  | Preventive Maintenance Consumables for Heavy Fuel Oil Purifier | Running Units (DG Unit 1 - 5) | OPE20-1240-CNPR | Alona T. Arroyo | 2 | 3 | 1 |  | pail |  | Lubricant, Gear Box Oil, Shell Omala S2 G220 | 0 | 0 | For RFQ | Pending | Apr 1, 2020 | PR-054-2020
|  | 2020-02-20 |  | Preventive Maintenance Consumables for Heavy Fuel Oil Purifier | Running Units (DG Unit 1 - 5) | OPE20-1240-CNPR | Alona T. Arroyo | 0 | 4 | 4 |  | kgs |  | Rags, Cotton | 0 | 0 | For RFQ | Pending | Apr 1, 2020 | PR-054-2020
|  | 2020-02-20 |  | Preventive Maintenance Consumables for Heavy Fuel Oil Purifier | Running Units (DG Unit 1 - 5) | OPE20-1240-CNPR | Alona T. Arroyo | 0 | 5 | 4 |  | pcs |  | Pad, Scouring, Scotch Brite, 95mmx150mm | 0 | 0 | For RFQ | Pending | Apr 1, 2020 | PR-054-2020
|  | 2020-02-20 |  | Preventive Maintenance Consumables for Lube Oil Separator | Running Units (DG Unit 1 - 5) | OPE20-1241-CNPR | Alona T. Arroyo | 20 | 1 | 1 |  | pail |  | Multicleaner, Uniliq, Water Based | 0 | 0 | For RFQ | Pending | Mar 6, 2020 | PR-055-2020
|  | 2020-02-20 |  | Preventive Maintenance Consumables for Lube Oil Separator | Running Units (DG Unit 1 - 5) | OPE20-1241-CNPR | Alona T. Arroyo | 0 | 2 | 50 |  | liters | C | Diesel Oil | 0 | 0 | Cancelled PO. Activity on Hold. Site will review schedule pf PMS. 08.15.20 | Cancelled | Mar 6, 2020 | PR-055-2020
|  | 2020-02-20 |  | Preventive Maintenance Consumables for Lube Oil Separator | Running Units (DG Unit 1 - 5) | OPE20-1241-CNPR | Alona T. Arroyo | 2 | 3 | 2 |  | pails | B | Lubricant, Gear Box Oil, Shell Omala S2 G220 | 0 | 0 | 03.23.2020 - Delivered DR# 1467-CNPR | Fully Delivered | Mar 6, 2020 | PR-055-2020
|  | 2020-02-20 |  | Preventive Maintenance Consumables for Lube Oil Separator | Running Units (DG Unit 1 - 5) | OPE20-1241-CNPR | Alona T. Arroyo | 0 | 4 | 10 |  | kgs | A | Rags, Cotton - UNSERVED 5 kgs. | 0 | 0 | 05.21.2020 - Delivered DR# 1462-CNPR(5.00 kgs.) | Partially Delivered | Mar 6, 2020 | PR-055-2020
|  | 2020-02-20 |  | Preventive Maintenance Consumables for Lube Oil Separator | Running Units (DG Unit 1 - 5) | OPE20-1241-CNPR | Alona T. Arroyo | 0 | 5 | 10 |  | pcs | D | Pad, Scouring, Scotch Brite, 95mmx150mm - UNSERVED 6 packs | 0 | 0 | 06.01.2020 - Delivered DR# 1469-CNPR(4.00 packs) | Partially Delivered | Mar 6, 2020 | PR-055-2020
|  | 2020-02-20 |  | Preventive Maintenance Consumables for Control Air Compressor | Running Units (DG Unit 1 - 5) | OPE20-1242-CNPR | Alona T. Arroyo | 0 | 1 | 10 |  | liters |  | Diesel Oil | 0 | 0 | For RFQ | Pending | Apr 1, 2020 | PR-056-2020
|  | 2020-02-20 |  | Preventive Maintenance Consumables for Control Air Compressor | Running Units (DG Unit 1 - 5) | OPE20-1242-CNPR | Alona T. Arroyo | 1 | 2 | 10 |  | liters |  | Lubricant, Shell Corena S4 P100 | 0 | 0 | For RFQ | Pending | Apr 1, 2020 | PR-056-2020
|  | 2020-02-20 |  | Preventive Maintenance Consumables for Control Air Compressor | Running Units (DG Unit 1 - 5) | OPE20-1242-CNPR | Alona T. Arroyo | 0 | 3 | 4 |  | kgs |  | Rags, Cotton | 0 | 0 | For RFQ | Pending | Apr 1, 2020 | PR-056-2020
|  | 2020-02-20 |  | Preventive Maintenance Consumables for Control Air Compressor | Running Units (DG Unit 1 - 5) | OPE20-1242-CNPR | Alona T. Arroyo | 0 | 4 | 8 |  | pairs |  | Gloves, Cotton, Knitted | 0 | 0 | For RFQ | Pending | Apr 1, 2020 | PR-056-2020
|  | 2020-02-20 |  | Preventive Maintenance Consumables for Starting Air Compressor | Running Units (DG Unit 1 - 5) | OPE20-1243-CNPR | Alona T. Arroyo | 0 | 1 | 25 |  | liters |  | Diesel Oil | 0 | 0 | For RFQ | Pending | Apr 1, 2020 | PR-057-2020
|  | 2020-02-20 |  | Preventive Maintenance Consumables for Starting Air Compressor | Running Units (DG Unit 1 - 5) | OPE20-1243-CNPR | Alona T. Arroyo | 1 | 2 | 1 |  | pail |  | Lubricant, Shell Corena S4 P100 | 0 | 0 | For RFQ | Pending | Apr 1, 2020 | PR-057-2020
|  | 2020-02-20 |  | Preventive Maintenance Consumables for Starting Air Compressor | Running Units (DG Unit 1 - 5) | OPE20-1243-CNPR | Alona T. Arroyo | 0 | 3 | 10 |  | kgs |  | Rags, Cotton | 0 | 0 | For RFQ | Pending | Apr 1, 2020 | PR-057-2020
|  | 2020-02-20 |  | Preventive Maintenance Consumables for Starting Air Compressor | Running Units (DG Unit 1 - 5) | OPE20-1243-CNPR | Alona T. Arroyo | 0 | 4 | 20 |  | pairs |  | Gloves, Knitted Cotton | 0 | 0 | For RFQ | Pending | Apr 1, 2020 | PR-057-2020
|  | 2020-02-22 | Manila/Bacolod | Jacket Water Recovery System Supersede to PR-027-2020 Item #4 | Jacket Water System | OPE20-1244-CNPR | J. Dagupan | 0 | 1 | 1 |  | unit |  | Tank, Vertical, Plastic, 4000 Liter Capacity Note: Please indicate the tank dimensions in Offer/Proposal | 0 | 0 | For RFQ | Pending | Feb 27, 2020 | PR-058-2020
|  | 2020-02-24 | Manila/Bacolod | Upgrading of Tank Farm Feeder Due to Additional Loads (Heaters, Purifier, Motors Installations) | Tank Farm Feeder | EIC20-1247-CNPR | Rey D. Argawanon | 0 | 1 | 510 |  | meters |  | THHN Copper Conductor Size: 400 MCM | 0 | 0 | For RFQ | Pending | Mar 9, 2020 | PR-059-2020
|  | 2020-02-24 | Manila/Bacolod | Upgrading of Tank Farm Feeder Due to Additional Loads (Heaters, Purifier, Motors Installations) | Tank Farm Feeder | EIC20-1247-CNPR | Rey D. Argawanon | 0 | 2 | 6 |  | pcs. |  | Terminal Lugs single hole, copper AWG 400 MCM Brand: Schneider, LRE40 | 0 | 0 | For RFQ | Pending | Mar 9, 2020 | PR-059-2020
|  | 2020-01-27 | Manila/Bacolod | For Housekeeping of Engine Area | Running Units | WHR20-1249-CNPR | S. Jardinico/ E. Torrijos | 1 | 1 | 1 |  | unit | A | Pressure Washer, Brand: Kawasaki, Type: Belt Driven, 220-240V | 0 | 0 | 11.27.2020 - Delivered DR# 2074-CNPR | Fully Delivered | Mar 9, 2020 | WHR-060-2020
|  | 2020-02-22 |  | Housekeeping - Prevent Birds from Entering the Parts Room | CENPRI Warehouse | WHC20-1250-CNPR | Donna Gellada | 0 | 1 | 15.3 |  | mtr/s | A | Garden Net / Poultry Net Note: Please see attached pictures | 0 | 0 | 06.01.2020 - Delivered DR# 1502-CNPR | Fully Delivered | Mar 14, 2020 | WHR-061-2020
|  | 2020-02-29 | Manila/Bacolod | EIC Consumables | EIC | EIC20-1251-CNPR | Kennah Sasamoto | 10 | 1 | 5 |  | kgs. | G | Cotton rags | 0 | 0 | 06.11.2020 - Delivered DR# 1538-CNPR | Fully Delivered | Mar 20, 2020 | PR-062-2020
|  | 2020-02-29 | Manila/Bacolod | EIC Consumables | EIC | EIC20-1251-CNPR | Kennah Sasamoto | 5 | 2 | 1 |  | can | E | WD40 Multi-purpose | 0 | 0 | 06.11.2020 - Delivered DR# 1532-CNPR | Fully Delivered | Mar 20, 2020 | PR-062-2020
|  | 2020-02-29 | Manila/Bacolod | EIC Consumables | EIC | EIC20-1251-CNPR | Kennah Sasamoto | 2 | 3 | 2 |  | cans | A | Contact cleaner | 0 | 0 | 06.01.2020 - Delivered DR# 1490-CNPR | Fully Delivered | Mar 27, 2020 | PR-062-2020
|  | 2020-02-29 | Manila/Bacolod | EIC Consumables | EIC | EIC20-1251-CNPR | Kennah Sasamoto | 0 | 4 | 1 |  | liter | B | Denatured alcohol | 0 | 0 | 06.16.2020 - Delivered DR# 1492-CNPR | Fully Delivered | Mar 27, 2020 | PR-062-2020
|  | 2020-02-29 | Manila/Bacolod | EIC Consumables | EIC | EIC20-1251-CNPR | Kennah Sasamoto | 13 | 5 | 10 |  | rolls | D | Vinyl electrical tape (Big), brand: armak | 0 | 0 | 06.01.2020 - Delivered DR# 1511-CNPR | Fully Delivered | Mar 27, 2020 | PR-062-2020
|  | 2020-02-29 | Manila/Bacolod | EIC Consumables | EIC | EIC20-1251-CNPR | Kennah Sasamoto | 0 | 6 | 5 |  | pairs | F | Cotton with rubber gloves | 0 | 0 | 06.11.2020 - Delivered DR# 1537-CNPR | Fully Delivered | Apr 3, 2020 | PR-062-2020
|  | 2020-02-29 | Manila/Bacolod | EIC Consumables | EIC | EIC20-1251-CNPR | Kennah Sasamoto | 0 | 7 | 4 |  | quarts | D | Distilled water | 0 | 0 | 06.01.2020 - Delivered DR# 1510-CNPR | Fully Delivered | Mar 27, 2020 | PR-062-2020
|  | 2020-02-29 | Manila/Bacolod | EIC Consumables | EIC | EIC20-1251-CNPR | Kennah Sasamoto | 0 | 8 | 1 |  | piece | K | Battery 9 Volts | 0 | 0 | 06.27.2020 - Delivered DR# 1576-CNPR | Fully Delivered | Mar 20, 2020 | PR-062-2020
|  | 2020-02-29 | Manila/Bacolod | EIC Consumables | EIC | EIC20-1251-CNPR | Kennah Sasamoto | 0 | 9 | 4 |  | sheets | C | Battery AAA | 0 | 0 | 05.30.2020 - Delivered DR# 1509-CNPR | Fully Delivered | Mar 27, 2020 | PR-062-2020
|  | 2020-02-29 | Manila/Bacolod | EIC Consumables | EIC | EIC20-1251-CNPR | Kennah Sasamoto | 0 | 10 | 8 |  | piece | K | Battery 1.5Volts, C Size, Brand: Energizer | 0 | 0 | 06.27.2020 - Delivered DR# 1576-CNPR | Fully Delivered | Mar 13, 2020 | PR-062-2020
|  | 2020-02-29 | Manila/Bacolod | EIC Consumables | EIC | EIC20-1251-CNPR | Kennah Sasamoto | 0 | 11 | 50 | Orig.: 50.00 pcs. | pcs. | J | Insulated cord end terminal lugs, Pin Type Size: #16 AWG | 0 | 0 | 06.27.2020 - Delivered DR# 1572-CNPR | Fully Delivered | Mar 20, 2020 | PR-062-2020
|  | 2020-02-29 | Manila/Bacolod | EIC Consumables | EIC | EIC20-1251-CNPR | Kennah Sasamoto | 0 | 12 | 50 |  | pcs. |  | Insulated cord end terminal lugs, Pin Type Size: #14 AWG | 0 | 0 | For RFQ | Pending | Mar 20, 2020 | PR-062-2020
|  | 2020-02-29 | Manila/Bacolod | EIC Consumables | EIC | EIC20-1251-CNPR | Kennah Sasamoto | 0 | 13 | 50 | Orig.: 50.00 pcs. | pcs. | J | Insulated terminal lugs Size: 16-14 AWG, Fork type | 0 | 0 | 06.27.2020 - Delivered DR# 1572-CNPR | Fully Delivered | Mar 13, 2020 | PR-062-2020
|  | 2020-02-29 | Manila/Bacolod | EIC Consumables | EIC | EIC20-1251-CNPR | Kennah Sasamoto | 0 | 14 | 50 | Orig.: 50.00 pcs. | pcs. | J | Insulated terminal lugs Size: 12-10 AWG, Fork type | 0 | 0 | 06.27.2020 - Delivered DR# 1572-CNPR | Fully Delivered | Mar 20, 2020 | PR-062-2020
|  | 2020-03-05 | Manila/Bacolod | OHC Hoist Motor Rewinding | Overhead Crane | EIC20-1253-CNPR | Rey D. Argawanon | 0 | 1 | 6 |  | kgs. | A | Enamel Coated Magnetic Wire Size: AWG #20 Note: As per sample | 0 | 0 | 07.16.2020 - Delivered DR# 1610-CNPR | Fully Delivered | Mar 23, 2020 | PR-064-2020
|  | 2020-03-05 | Manila/Bacolod | Crate for Old Stator Coils (MCI) from Container Van | MCI Stator Coils | EIC20-1254-CNPR | Kennah Sasamoto | 0 | 1 | 9 |  | sheets |  | PlyWood, 4' x 8' x 1/2" thickness | 0 | 0 | For RFQ | Pending | Mar 23, 2020 | PR-065-2020
|  | 2020-03-05 | Manila/Bacolod | Crate for Old Stator Coils (MCI) from Container Van | MCI Stator Coils | EIC20-1254-CNPR | Kennah Sasamoto | 0 | 2 | 4 |  | sheets |  | PlyWood, 4' x 8' x 1/4" thickness | 0 | 0 | For RFQ | Pending | Mar 7, 2020 | PR-065-2020
|  | 2020-03-05 | Manila/Bacolod | Crate for Old Stator Coils (MCI) from Container Van | MCI Stator Coils | EIC20-1254-CNPR | Kennah Sasamoto | 0 | 3 | 28 |  | pcs. |  | Good lumber, 2' x 3' x 12' | 0 | 0 | For RFQ | Pending | Mar 7, 2020 | PR-065-2020
|  | 2020-03-05 | Manila/Bacolod | Crate for Old Stator Coils (MCI) from Container Van | MCI Stator Coils | EIC20-1254-CNPR | Kennah Sasamoto | 0 | 4 | 8 |  | sheets |  | Styrofoam board, color: white, size: 6' x 6' x 2" thickness | 0 | 0 | For RFQ | Pending | Mar 7, 2020 | PR-065-2020
|  | 2020-03-05 | Manila/Bacolod | Crate for Old Stator Coils (MCI) from Container Van | MCI Stator Coils | EIC20-1254-CNPR | Kennah Sasamoto | 0 | 5 | 12 |  | sheets |  | Styrofoam board, color: white, size: 2' x 6' x 1" thickness | 0 | 0 | For RFQ | Pending | Mar 7, 2020 | PR-065-2020
|  | 2020-03-05 | Manila/Bacolod | Crate for Old Stator Coils (MCI) from Container Van | MCI Stator Coils | EIC20-1254-CNPR | Kennah Sasamoto | 0 | 6 | 6 |  | sheets |  | Styrofoam board, color: white, size: 3' x 5' x 1" thickness | 0 | 0 | For RFQ | Pending | Mar 7, 2020 | PR-065-2020
|  | 2020-03-05 | Manila/Bacolod | Crate for Old Stator Coils (MCI) from Container Van | MCI Stator Coils | EIC20-1254-CNPR | Kennah Sasamoto | 0 | 7 | 5 |  | packs |  | Silica gel, white beads, 200grams/pack | 0 | 0 | For RFQ | Pending | Mar 7, 2020 | PR-065-2020
|  | 2020-03-04 |  | Lubricant Consumables for Plant Equipment | Running Units - DG Unit 1, 2, 3, 4 & 5 & Plant Auxiliary Generator | FLM20-1255-CNPR | Fleur de Liz M. Ambong | 1 | 1 | 1 |  | pail | B | Shell Rimula R4 X 15 W-40 | 0 | 0 | 07.24.2020 - Delivered DR# 1648-CNPR | Fully Delivered | Apr 6, 2020 | PR-063-2020
|  | 2020-03-04 |  | Lubricant Consumables for Plant Equipment | Running Units - DG Unit 1, 2, 3, 4 & 5 & Plant Auxiliary Generator | FLM20-1255-CNPR | Fleur de Liz M. Ambong | 0 | 2 | 2 |  | pails | A | Shell Tellus M68 | 0 | 0 | 05.20.2020 - Delivered DR# 1477-CNPR | Fully Delivered | Apr 6, 2020 | PR-063-2020
|  | 2020-03-07 | Manila/Bacolod | Consumable for Hoist Motor Rewinding | Overhead Crane | EIC20-1256-CNPR | Rey D. Argawanon | 0 | 1 | 1 | Orig.: 1.00 roll Rev. 1: 1.00 roll | roll | A | Cotton wire sleeving Size: 4mm diameter Note: As per sample | 0 | 0 | 07.28.2020 - Delivered DR# 1666-CNPR | Fully Delivered | Mar 23, 2020 | PR-066-2020
|  | 2020-03-06 | Bacolod | Replacement of Damaged Hole Saw | For ECMG Office Construction | EIC20-1257-CNPR | Vency Cababat | 0 | 1 | 1 |  | pc/s | A | Hole Saw Drill Bit 25mm, HSS , Brand: Duwell | 0 | 0 | 07.21.2020 - Delivered DR# 1614-CNPR | Fully Delivered | Mar 23, 2020 | PR-067-2020
|  | 2020-03-06 | Bacolod | Replacement of Damaged Hole Saw | For ECMG Office Construction | EIC20-1257-CNPR | Vency Cababat | 0 | 2 | 1 |  | pc/s | A | Hole Saw Drill Bit, 3/4" , HSS 20 ZH, Brand: Duwell | 0 | 0 | 07.21.2020 - Delivered DR# 1614-CNPR | Fully Delivered | Mar 23, 2020 | PR-067-2020
|  | 2020-03-07 |  | Operations and Maintenance Consumables | Running Units | OPE20-1258-CNPR | Alona T. Arroyo | 0 | 1 | 40 |  | liters | D | Diesel Oil | 0 | 0 | 05.09.2020 - Delivered DR# 1476-CNPR 05.20.2020 - Delivered DR# 1482-CNPR | Fully Delivered | Mar 20, 2020 | PR-068-2020
|  | 2020-03-07 |  | Operations and Maintenance Consumables | Running Units | OPE20-1258-CNPR | Alona T. Arroyo | 0 | 2 | 2 | Orig.: 2.00 pcs | pcs | A | Bulb, LED, Daylight, 14 Watts, Input Voltage: AC 180-265V 50/60 Hz | 0 | 0 |  | PO Issued (2.00 pcs) | Mar 20, 2020 | PR-068-2020
|  | 2020-03-07 |  | Operations and Maintenance Consumables | Running Units | OPE20-1258-CNPR | Alona T. Arroyo | 6 | 3 | 10 |  | kgs | E | Rags, Cotton | 0 | 0 | 06.11.2020 - Delivered DR# 1539-CNPR | Fully Delivered | Mar 20, 2020 | PR-068-2020
|  | 2020-03-07 |  | Operations and Maintenance Consumables | Running Units | OPE20-1258-CNPR | Alona T. Arroyo | 0 | 4 | 1 |  | can | F | Belt Dressing, WD-40, 330 ml | 0 | 0 | 06.23.2020 - Delivered DR# 1568-CNPR | Fully Delivered | Mar 27, 2020 | PR-068-2020
|  | 2020-03-07 |  | Operations and Maintenance Consumables | Running Units | OPE20-1258-CNPR | Alona T. Arroyo | 0 | 5 | 1 |  | can | G | Polish, Metal, A-1 Premium Grade Net Content, 150ml | 0 | 0 | For RFQ | Pending | Mar 27, 2020 | PR-068-2020
|  | 2020-03-07 |  | Operations and Maintenance Consumables | Running Units | OPE20-1258-CNPR | Alona T. Arroyo | 0 | 6 | 1 |  | bottle | H | Adhesive, Loctite 495 | 0 | 0 | 06.01.2020 - Delivered DR# 1493-CNPR | Fully Delivered | Mar 27, 2020 | PR-068-2020
|  | 2020-03-07 |  | Operations and Maintenance Consumables | Running Units | OPE20-1258-CNPR | Alona T. Arroyo | 23 | 7 | 25 |  | pairs | I | Gloves, Knitted Cotton | 0 | 0 | 06.01.2020 - Delivered DR# 1487-CNPR | Fully Delivered | Mar 27, 2020 | PR-068-2020
|  | 2020-03-07 |  | Operations and Maintenance Consumables | Running Units | OPE20-1258-CNPR | Alona T. Arroyo | 5 | 8 | 2 |  | cans | B | Penetrant, Multi Use, WD-40, Net Content: 382 mL / 311G / 12.9 FL.OZ | 0 | 0 | 05.20.2020 - Delivered DR# 1478-CNPR | Fully Delivered | Mar 27, 2020 | PR-068-2020
|  | 2020-03-07 |  | Operations and Maintenance Consumables | Running Units | OPE20-1258-CNPR | Alona T. Arroyo | 0 | 9 | 2 |  | pcs | J | Brush, Steel | 0 | 0 | 06.01.2020 - Delivered DR# 1489-CNPR | Fully Delivered | Mar 27, 2020 | PR-068-2020
|  | 2020-03-07 |  | Operations and Maintenance Consumables | Running Units | OPE20-1258-CNPR | Alona T. Arroyo | 73 | 10 | 1 |  | box | K | Disc, Cutting, 4" x 3/32" x 5/8" (Tyrolit 41 A30Q-BF) | 0 | 0 | 06.02.2020 - Delivered DR# 1516-CNPR | Fully Delivered | Apr 3, 2020 | PR-068-2020
|  | 2020-03-07 |  | Operations and Maintenance Consumables | Running Units | OPE20-1258-CNPR | Alona T. Arroyo | 36 | 11 | 1 |  | box | L | Disc, Grinding, 4" x 1/4" x 5/8", (Tyrolit 27 A30Q-BF) | 0 | 0 | 06.09.20 - c/o WH Stocks 06.15.20 | Cancelled | Apr 3, 2020 | PR-068-2020
|  | 2020-03-07 |  | Operations and Maintenance Consumables | Running Units | OPE20-1258-CNPR | Alona T. Arroyo | 0 | 12 | 2 |  | rolls | M | Tape, Teflon, 1/2" x 260", Yellow Gas Line (High Heat) PTFE Pipe Thread Seal Tape | 0 | 0 | For RFQ | Pending | Apr 3, 2020 | PR-068-2020
|  | 2020-03-07 |  | Operations and Maintenance Consumables | Running Units | OPE20-1258-CNPR | Alona T. Arroyo | 0 | 13 | 1 |  | gallon | C | Soap, Liquid, Industrial | 0 | 0 | 05.01.2020 - Delivered DR# 1479-CNPR | Fully Delivered | Apr 3, 2020 | PR-068-2020
|  | 2020-03-07 |  | Replacement of Damaged Ultrasonic Cleaner | Operations and Maintenance Equipment | OPE20-1259-CNPR | Alona T. Arroyo | 0 | 1 | 1 |  | unit |  | Ultrasonic Cleaner with Technical Data: Tank Volume: 1300 Liters Internal Dimensions: 1500 x 900 x 900 (mm) Overall Dimensions: 1740 x 1372 x 1480 (mm) Tank Material: Stainless Steel 304 Effective HF-Power: 7200 W / 27 kHz Heating Capacity: 20 kW | 0 | 0 | For RFQ | Pending | Jun 30, 2020 | PR-069-2020
|  | 2020-03-06 | Manila/Bacolod | For Replacement of Damaged Hand Drill | For ECMG Office Construction | EIC20-1260-CNPR | Vency Cababat | 0 | 1 | 1 |  | unit |  | Hand Drill, Cordless with Battery Pack, Brand: Makita, Model: DF-457D See attached for addtn'l details and damaged report. | 0 | 0 | For RFQ | Pending | Mar 23, 2020 | PR-070-2020
|  | 2020-01-15 |  | EIC Consumables | EIC | EIC20-1261-CNPR | Rey D. Argawanon | 0 | 1 | 1 | Orig.: 1.00 pack | pack | A | Cable tie 450mm x 5mm | 0 | 0 | 03.18.2020 - Delivered DR# 1458-CNPR | Fully Delivered | Mar 20, 2020
|  | 2020-03-11 |  | Complete Installation of Electrical Main Distribution Panel for Auxilliary Loads | Electrical Safety | (HAS)20-1262-CNPR | Ricky D. Madeja | 0 | 1 | 6 |  | lengths | B | Rigid steel conduit (RSC) , 3 inches diameter - UNSERVED 2 lengths | 0 | 0 | 07.15.2020 - Delivered DR# 1595-CNPR(2.00 lengths) 07.15.2020 - Delivered DR# 1596-CNPR(1.00 lengths) | Cancelled | Mar 20, 2020 | HR-071-2020. Cancelled Remaining Items as per advised by end user.
|  | 2020-03-11 |  | Complete Installation of Electrical Main Distribution Panel for Auxilliary Loads | Electrical Safety | (HAS)20-1262-CNPR | Ricky D. Madeja | 0 | 2 | 3 | Orig.: 3.00 pcs Rev. 1: 3.00 pcs | pcs | B | RSC long radius elbow 90°deg , 3 inches diameter | 0 | 0 | 07.15.2020 - Delivered DR# 1595-CNPR | Fully Delivered | Mar 20, 2020 | HR-071-2020
|  | 2020-03-11 |  | Complete Installation of Electrical Main Distribution Panel for Auxilliary Loads | Electrical Safety | (HAS)20-1262-CNPR | Ricky D. Madeja | 0 | 3 | 2 |  | pcs | B | RSC Bushing , 3 inches diameter [Lock nut] | 0 | 0 | 06.10.2020 - Delivered DR# 1519-CNPR | Fully Delivered | Mar 20, 2020 | HR-071-2020
|  | 2020-03-11 |  | Complete Installation of Electrical Main Distribution Panel for Auxilliary Loads | Electrical Safety | (HAS)20-1262-CNPR | Ricky D. Madeja | 0 | 4 | 8 |  | pcs | B | Liquid tight straight connector , 3 inches diameter | 0 | 0 | 07.15.2020 - Delivered DR# 1595-CNPR 07.16.2020 - Delivered DR# 1597-CNPR | Fully Delivered | Mar 20, 2020 | HR-071-2020
|  | 2020-03-11 |  | Complete Installation of Electrical Main Distribution Panel for Auxilliary Loads | Electrical Safety | (HAS)20-1262-CNPR | Ricky D. Madeja | 0 | 5 | 10 | Orig.: 10.00 pcs | pcs | C | U -Bolt , 1/4" x 3"x 4", Complete w/ nuts & washer | 0 | 0 | 07.11.2020 - Delivered DR# 1584-CNPR | Fully Delivered | Mar 20, 2020 | HR-071-2020
|  | 2020-03-11 |  | Complete Installation of Electrical Main Distribution Panel for Auxilliary Loads | Electrical Safety | (HAS)20-1262-CNPR | Ricky D. Madeja | 4 | 6 | 6 |  | pcs | B | RSC Coupling , 3 inches diameter | 0 | 0 | 06.05.2020 - Delivered DR# 1520-CNPR | Fully Delivered | Mar 20, 2020 | HR-071-2020
|  | 2020-03-11 |  | Complete Installation of Electrical Main Distribution Panel for Auxilliary Loads | Electrical Safety | (HAS)20-1262-CNPR | Ricky D. Madeja | 11 | 7 | 2 |  | pcs | A | Electrical Tape (Armak] , Vinyl | 0 | 0 | 06.01.2020 - Delivered DR# 1514-CNPR | Fully Delivered | Mar 20, 2020 | HR-071-2020
|  | 2020-03-11 |  | Complete Installation of Electrical Main Distribution Panel for Auxilliary Loads | Electrical Safety | (HAS)20-1262-CNPR | Ricky D. Madeja | 0 | 8 | 5 |  | meters | D | Liquid tight flexible metal Conduits , 3 inches diameter | 0 | 0 | 07.16.2020 - Delivered DR# 1546-CNPR | Fully Delivered | Mar 20, 2020 | HR-071-2020
|  | 2020-03-11 |  | Complete Installation of Electrical Main Distribution Panel for Auxilliary Loads | Electrical Safety | (HAS)20-1262-CNPR | Ricky D. Madeja | 4 | 9 | 2 |  | lengths | E | Angle bar ,MS, 1/4" x 1-1/2" x 1-1/2" x 20ft | 0 | 0 | 07.15.2020 - Delivered DR# 1527-CNPR | Fully Delivered | Mar 20, 2020 | HR-071-2020
|  | 2020-03-12 |  | Replacement Mechanical Seal of Jacket Water Main Pump | DG Unit 4 | MAI20-1263-CNPR | Elmer Torrijos | 0 | 1 | 1 |  | unit | A | Mechanical Seal Assembly Inside Diameter: 55 mm Outside Diameter: 70 mm Material: Carbon, Tungsten Carbide | 0 | 0 |  | PO Issued (2.00 unit) | Apr 3, 2020 | PR-072-2020
|  | 2020-03-12 |  | Replacement of Jockey Pump Damaged Mechanical Seal | Plant Fire Protection | HAS20-1264-CNPR | Ricky Madeja | 0 | 1 | 1 |  | unit | A | Mechanical Seal Assembly Type: 300 Inside Diameter: 1/2 inch Outside Diameter: 1 inch Material: Carbon, Ceramic | 0 | 0 | 06.02.2020 - Delivered DR# 1494-CNPR | Fully Delivered | Mar 27, 2020 | PR-073-2020
|  | 2020-03-13 |  | Refuel for Heavy Equipment | Heavy Equipment - Forklift | WHC20-1265-CNPR | Donna Gellada | 0 | 1 | 20 |  | ltr/s | A | Diesel | 0 | 0 | 03.25.2020 - Delivered DR# 1472-CNPR | Fully Delivered | Mar 20, 2020 | WHR-074-2020
|  | 2020-03-12 | Manila/Bacolod | ECMG Office Renovation Electrical | ECMG Office Renovation | EIC20-1266-CNPR | Iris Sixto/Kennah Sasamoto | 0 | 1 | 1 |  | pcs | E | Breaker, Circuit, Bolt On, 20A, 2P, 220-240V | 0 | 0 | 06.13.2020 - Delivered DR# 1507-CNPR 06.16.2020 - Delivered DR# 1567-CNPR | Fully Delivered | Mar 26, 2020 | FR-075-2020
|  | 2020-03-12 | Manila/Bacolod | ECMG Office Renovation Electrical | ECMG Office Renovation | EIC20-1266-CNPR | Iris Sixto/Kennah Sasamoto | 0 | 2 | 2 |  | pcs | E | Breaker, Circuit, Bolt On, 30A, 2P, 220-240V | 0 | 0 | 06.13.2020 - Delivered DR# 1507-CNPR 06.16.2020 - Delivered DR# 1567-CNPR | Fully Delivered | Mar 26, 2020 | FR-075-2020
|  | 2020-03-12 | Manila/Bacolod | ECMG Office Renovation Electrical | ECMG Office Renovation | EIC20-1266-CNPR | Iris Sixto/Kennah Sasamoto | 0 | 3 | 1 |  | pcs | E | Breaker, Circuit, Bolt On, 25A, 2P, 220-240V | 0 | 0 | Canvassing Ongoing | Pending | Mar 26, 2020 | FR-075-2020
|  | 2020-03-12 | Manila/Bacolod | ECMG Office Renovation Electrical | ECMG Office Renovation | EIC20-1266-CNPR | Iris Sixto/Kennah Sasamoto | 0 | 4 | 5 | Orig.: 5.00 sets Rev. 1: 5.00 sets Rev. 2: 5.00 sets | sets | E | Switch, Flush Type w/ Plate Cover, 2 gang, Brand: Royu | 0 | 0 | 06.17.2020 - Delivered DR# 1556-CNPR | Fully Delivered | Mar 26, 2020 | FR-075-2020
|  | 2020-03-12 | Manila/Bacolod | ECMG Office Renovation Electrical | ECMG Office Renovation | EIC20-1266-CNPR | Iris Sixto/Kennah Sasamoto | 0 | 5 | 15 |  | sets | E | Outlet, Flush Type w/ Plate Cover, 2 gang, Brand: Royu | 0 | 0 | 07.15.2020 - Delivered DR# 1616-CNPR | Fully Delivered | Mar 26, 2020 | FR-075-2020
|  | 2020-03-12 | Manila/Bacolod | ECMG Office Renovation Electrical | ECMG Office Renovation | EIC20-1266-CNPR | Iris Sixto/Kennah Sasamoto | 0 | 6 | 3 | Orig.: 3.00 sets Rev. 1: 3.00 sets Rev. 2: 3.00 sets | sets | E | Outlet, Flush Type w/ Plate Cover, 1 gang, Brand: Royu | 0 | 0 | 06.17.2020 - Delivered DR# 1556-CNPR | Fully Delivered | Mar 26, 2020 | FR-075-2020
|  | 2020-03-12 | Manila/Bacolod | ECMG Office Renovation Electrical | ECMG Office Renovation | EIC20-1266-CNPR | Iris Sixto/Kennah Sasamoto | 0 | 7 | 2 | Orig.: 2.00 sets Rev. 1: 2.00 sets Rev. 2: 2.00 sets | sets | E | Outlet, Aircon, Flush Type w/ Plate Cover, Brand: Royu | 0 | 0 | 06.17.2020 - Delivered DR# 1556-CNPR | Fully Delivered | Mar 26, 2020 | FR-075-2020
|  | 2020-03-12 | Manila/Bacolod | ECMG Office Renovation Electrical | ECMG Office Renovation | EIC20-1266-CNPR | Iris Sixto/Kennah Sasamoto | 0 | 8 | 25 |  | pcs | E | Box, Utility, UPVC, w/ Screw | 0 | 0 | 06.17.2020 - Delivered DR# 1557-CNPR | Fully Delivered | Mar 22, 2020 | FR-075-2020
|  | 2020-03-12 | Manila/Bacolod | ECMG Office Renovation Electrical | ECMG Office Renovation | EIC20-1266-CNPR | Iris Sixto/Kennah Sasamoto | 0 | 9 | 10 | Orig.: 10.00 pcs Rev. 1: 10.00 pcs Rev. 2: 10.00 pcs | pcs | E | Box, Junction with cover, UPVC, 4"x4" | 0 | 0 | 06.17.2020 - Delivered DR# 1556-CNPR | Fully Delivered | Mar 22, 2020 | FR-075-2020
|  | 2020-03-12 | Manila/Bacolod | ECMG Office Renovation Electrical | ECMG Office Renovation | EIC20-1266-CNPR | Iris Sixto/Kennah Sasamoto | 0 | 10 | 1 | Orig.: 1.00 box Rev. 1: 1.00 box | box | E | Wire, Copper, THW, 5.5mm², AWG #10, color: black | 0 | 0 | 07.07.2020 - Delivered DR# 1590-CNPR | Fully Delivered | Mar 26, 2020 | FR-075-2020
|  | 2020-03-12 | Manila/Bacolod | ECMG Office Renovation Electrical | ECMG Office Renovation | EIC20-1266-CNPR | Iris Sixto/Kennah Sasamoto | 0 | 11 | 2.5 | Orig.: 2.50 box Rev. 1: 2.00 box | box | E | Wire, Copper, THW, 3.5mm², AWG #12, color: black - UNSERVED 0.5 box | 0 | 0 | 07.07.2020 - Delivered DR# 1590-CNPR(2.00 box) | Partially Delivered | Mar 26, 2020 | FR-075-2020
|  | 2020-03-12 | Manila/Bacolod | ECMG Office Renovation Electrical | ECMG Office Renovation | EIC20-1266-CNPR | Iris Sixto/Kennah Sasamoto | 0 | 12 | 1 | Orig.: 1.00 box Rev. 1: 1.00 box | box | E | Wire, Copper, THW, 2.0mm², AWG #14, color: black | 0 | 0 | 07.07.2020 - Delivered DR# 1590-CNPR | Fully Delivered | Mar 26, 2020 | FR-075-2020
|  | 2020-03-12 | Manila/Bacolod | ECMG Office Renovation Electrical | ECMG Office Renovation | EIC20-1266-CNPR | Iris Sixto/Kennah Sasamoto | 0 | 13 | 40 |  | lgths | E | Pipe, UPVC conduit, 1/2", Color: orange | 0 | 0 | 06.13.2020 - Delivered DR# 1507-CNPR | Fully Delivered | Mar 22, 2020 | FR-075-2020
|  | 2020-03-12 | Manila/Bacolod | ECMG Office Renovation Electrical | ECMG Office Renovation | EIC20-1266-CNPR | Iris Sixto/Kennah Sasamoto | 0 | 14 | 7 |  | lgths | E | Pipe, UPVC conduit, 3/4", Color: orange | 0 | 0 | 06.13.2020 - Delivered DR# 1507-CNPR | Fully Delivered | Mar 22, 2020 | FR-075-2020
|  | 2020-03-12 | Manila/Bacolod | ECMG Office Renovation Electrical | ECMG Office Renovation | EIC20-1266-CNPR | Iris Sixto/Kennah Sasamoto | 0 | 15 | 100 |  | meters | E | Pipe, Flexible Corrugated Conduit, UPVC, 1/2", Color: Orange | 0 | 0 | 06.13.2020 - Delivered DR# 1507-CNPR | Fully Delivered | Mar 22, 2020 | FR-075-2020
|  | 2020-03-12 | Manila/Bacolod | ECMG Office Renovation Electrical | ECMG Office Renovation | EIC20-1266-CNPR | Iris Sixto/Kennah Sasamoto | 9 | 16 | 6 | Orig.: 6.00 rolls Rev. 1: 6.00 rolls Rev. 2: 6.00 rolls | rolls | E | Tape, Vinyl, Electrical, Big; Brand: Armark | 0 | 0 | 06.17.2020 - Delivered DR# 1556-CNPR | Fully Delivered | Mar 22, 2020 | FR-075-2020
|  | 2020-03-12 | Manila/Bacolod | ECMG Office Renovation Electrical | ECMG Office Renovation | EIC20-1266-CNPR | Iris Sixto/Kennah Sasamoto | 0 | 17 | 10 | Orig.: 10.00 pcs Rev. 1: 10.00 pcs Rev. 2: 10.00 pcs | pcs | E | Receptacle, Ceiling, Firefly, E27, 4" | 0 | 0 | 06.17.2020 - Delivered DR# 1556-CNPR | Fully Delivered | Mar 30, 2020 | FR-075-2020
|  | 2020-03-12 | Manila/Bacolod | ECMG Office Renovation Electrical | ECMG Office Renovation | EIC20-1266-CNPR | Iris Sixto/Kennah Sasamoto | 0 | 18 | 1 |  | pc | D | Fan, Exhaust, Wall Mounted, with Louver, 12" x 12" dia, 32W | 0 | 0 | 08.18.2020 - Delivered DR# 1701-CNPR | Fully Delivered | Mar 30, 2020 | FR-075-2020
|  | 2020-03-12 | Manila/Bacolod | ECMG Office Renovation Electrical | ECMG Office Renovation | EIC20-1266-CNPR | Iris Sixto/Kennah Sasamoto | 0 | 19 | 10 | Orig.: 10.00 pcs Rev. 1: 10.00 pcs Rev. 2: 10.00 pcs | pcs | E | Bulb, LED, 11W, Brand: Omni | 0 | 0 | 06.17.2020 - Delivered DR# 1556-CNPR | Fully Delivered | Mar 30, 2020 | FR-075-2020
|  | 2020-03-12 | Manila/Bacolod | ECMG Office Renovation Electrical | ECMG Office Renovation | EIC20-1266-CNPR | Iris Sixto/Kennah Sasamoto | 0 | 20 | 2 |  | pcs | D | LED Rechargeable emergency, 220VAC Light, AEI-390 | 0 | 0 | 08.13.2020 - Delivered DR# 1702-CNPR | Fully Delivered | Mar 30, 2020 | FR-075-2020
|  | 2020-03-17 | Manila/Bacolod | Lighting Indicator for Generator During Dispatch | DG 1 to 5 | EIC20-1267-CNPR | Rey D. Argawanon | 0 | 1 | 5 |  | pcs |  | LED Bulb, A19 Color: Orange, 9W | 0 | 0 | For RFQ | Pending | Mar 23, 2020 | PR-076-2020
|  | 2020-03-17 | Manila/Bacolod | Lighting Indicator for Generator During Dispatch | DG 1 to 5 | EIC20-1267-CNPR | Rey D. Argawanon | 0 | 2 | 5 |  | pcs |  | LED Bulb, A19 Color: Green, 9W | 0 | 0 | For RFQ | Pending | Mar 23, 2020 | PR-076-2020
|  | 2020-03-17 | Manila/Bacolod | Lighting Indicator for Generator During Dispatch | DG 1 to 5 | EIC20-1267-CNPR | Rey D. Argawanon | 0 | 3 | 2 |  | lengths |  | RSC pipe, 3/4" diameter | 0 | 0 | For RFQ | Pending | Mar 23, 2020 | PR-076-2020
|  | 2020-03-17 | Manila/Bacolod | Lighting Indicator for Generator During Dispatch | DG 1 to 5 | EIC20-1267-CNPR | Rey D. Argawanon | 0 | 4 | 10 |  | pcs. |  | Receptacle, E27-020, ceiling, 2 1/4" | 0 | 0 | For RFQ | Pending | Mar 23, 2020 | PR-076-2020
|  | 2020-03-17 | Manila/Bacolod | Lighting Indicator for Generator During Dispatch | DG 1 to 5 | EIC20-1267-CNPR | Rey D. Argawanon | 9 | 5 | 1 |  | pc. |  | Vinyl electrical tape, big | 0 | 0 | For RFQ | Pending | Mar 23, 2020 | PR-076-2020
|  | 2020-03-17 |  | Preventive Maintenance | Heavy Equipment - Boomtruck | WHC20-1268-CNPR | Donna Gellada / Ariel Tandoy | 0 | 1 | 1 |  | pc/s | A | Fuel Filter, FC-8351 | 0 | 0 | 06.05.2020 - Delivered DR# 1517-CNPR | Fully Delivered | Mar 26, 2020 | WHR-077-2020
|  | 2020-03-17 |  | Preventive Maintenance | Heavy Equipment - Boomtruck | WHC20-1268-CNPR | Donna Gellada / Ariel Tandoy | 0 | 2 | 1 |  | pc/s | A | Oil Filter, C-8350 Big | 0 | 0 | 06.05.2020 - Delivered DR# 1517-CNPR | Fully Delivered | Mar 26, 2020 | WHR-077-2020
|  | 2020-03-17 |  | Preventive Maintenance | Heavy Equipment - Boomtruck | WHC20-1268-CNPR | Donna Gellada / Ariel Tandoy | 0 | 3 | 1 |  | pc/s | A | Oil Filter, C-8360 Small | 0 | 0 | 06.05.2020 - Delivered DR# 1517-CNPR | Fully Delivered | Mar 26, 2020 | WHR-077-2020
|  | 2020-03-17 |  | Preventive Maintenance | Heavy Equipment - Boomtruck | WHC20-1268-CNPR | Donna Gellada / Ariel Tandoy | 0 | 4 | 8 |  | ltr/s | A | Petron Rev-X Premium Multi-Grade Diesel Engine Oil SAE 15W-40 | 0 | 0 | 06.05.2020 - Delivered DR# 1517-CNPR | Fully Delivered | Mar 26, 2020 | WHR-077-2020
|  | 2020-03-17 |  | Preventive Maintenance | Heavy Equipment - Forklift | WHC20-1269-CNPR | Donna Gellada / Ariel Tandoy | 0 | 1 | 1 |  | pc/s | A | Fuel Filter, FC-8709 | 0 | 0 | 10.02.2020 - Delivered DR# 1893-CNPR | Fully Delivered | Mar 26, 2020 | WHR-078-2020
|  | 2020-03-17 |  | Preventive Maintenance | Heavy Equipment - Forklift | WHC20-1269-CNPR | Donna Gellada / Ariel Tandoy | 0 | 2 | 1 |  | pail/s | A | Tellus S2 M68, Hydraulic Oil | 0 | 0 | 10.01.2020 - Delivered DR# 1891-CNPR | Fully Delivered | Mar 26, 2020 | WHR-078-2020
|  | 2020-03-17 |  | Preventive Maintenance | Heavy Equipment - Forklift | WHC20-1269-CNPR | Donna Gellada / Ariel Tandoy | 0 | 3 | 8 |  | ltr/s | A | Petron Rev-X Premium Multi-Grade Diesel Engine Oil SAE 15W-40 | 0 | 0 | 10.02.2020 - Delivered DR# 1893-CNPR | Fully Delivered | Mar 26, 2020 | WHR-078-2020
|  | 2020-03-17 | Manila/Bacolod | Repair and Replacement of Railings at Cooling Tower | Cooling Tower Railings | OPE20-1270-CNPR | R. Tignero | 0 | 1 | 20 |  | lgths | D | Pipe, GI, Sch 40, 1-1/2" x 20ft | 0 | 0 | 06.16.2020 - Delivered DR# 1554-CNPR | Fully Delivered | Apr 8, 2020 | PR-079-2020
|  | 2020-03-17 | Manila/Bacolod | Repair and Replacement of Railings at Cooling Tower | Cooling Tower Railings | OPE20-1270-CNPR | R. Tignero | 60 | 2 | 10 |  | sets | F | Bolt, Expansion, 3/8" dia. | 0 | 0 | 06.19.2020 - Delivered DR# 1565-CNPR | Fully Delivered | Apr 8, 2020 | PR-079-2020
|  | 2020-03-17 | Manila/Bacolod | Repair and Replacement of Railings at Cooling Tower | Cooling Tower Railings | OPE20-1270-CNPR | R. Tignero | 0 | 3 | 1 | Orig.: 1.00 gal | gal | E | Converter, Rust, Brand: Turco | 0 | 0 | 06.17.2020 - Delivered DR# 1564-CNPR | Fully Delivered | Apr 8, 2020 | PR-079-2020
|  | 2020-03-17 | Manila/Bacolod | Repair and Replacement of Railings at Cooling Tower | Cooling Tower Railings | OPE20-1270-CNPR | R. Tignero | 14 | 4 | 5 |  | pcs | C | Brush, Roller, Refill, 4" | 0 | 0 | 06.11.2020 - Delivered DR# 1541-CNPR | Fully Delivered | Apr 8, 2020 | PR-079-2020
|  | 2020-03-17 | Manila/Bacolod | Repair and Replacement of Railings at Cooling Tower | Cooling Tower Railings | OPE20-1270-CNPR | R. Tignero | 0 | 5 | 1 |  | pcs | B | Brush, Paint, 2" | 0 | 0 | 06.11.2020 - Delivered DR# 1534-CNPR | Fully Delivered | Apr 8, 2020 | PR-079-2020
|  | 2020-03-17 | Manila/Bacolod | Repair and Replacement of Railings at Cooling Tower | Cooling Tower Railings | OPE20-1270-CNPR | R. Tignero | 23 | 6 | 12 |  | pairs | A | Gloves, Cotton | 0 | 0 | 06.11.2020 - Delivered DR# 1529-CNPR | Fully Delivered | Apr 8, 2020 | PR-079-2020
|  | 2020-03-17 | Manila/Bacolod | Modification of Louvers at Rear Wall, Upper Roof Area, Right Side and Left Side | Louvers at Powerhouse Roofing | SPE20-1271-CNPR | Iris J. Sixto | 3 | 1 | 13 |  | boxes | C | Rivets, Long, Blind, 1/8" x 1/2" | 0 | 0 | 06.19.2020 - Delivered DR# 1562-CNPR 08.10.2020 - Delivered DR# 1686-CNPR | Fully Delivered | Apr 8, 2020 | FR-080-2020
|  | 2020-03-17 | Manila/Bacolod | Modification of Louvers at Rear Wall, Upper Roof Area, Right Side and Left Side | Louvers at Powerhouse Roofing | SPE20-1271-CNPR | Iris J. Sixto | 0 | 2 | 50 |  | tubes | C | Sealant, Silicone, 330ml | 0 | 0 | 06.19.2020 - Delivered DR# 1562-CNPR 07.24.2020 - Delivered DR# 1654-CNPR 08.10.2020 - Delivered DR# 1686-CNPR | Fully Delivered | Apr 8, 2020 | FR-080-2020
|  | 2020-03-17 | Manila/Bacolod | Modification of Louvers at Rear Wall, Upper Roof Area, Right Side and Left Side | Louvers at Powerhouse Roofing | SPE20-1271-CNPR | Iris J. Sixto | 0 | 3 | 2 |  | pcs | C | Silicone Caulking Gun | 0 | 0 | 06.16.2020 - Delivered DR# 1563-CNPR | Fully Delivered | Apr 8, 2020 | FR-080-2020
|  | 2020-03-17 | Manila/Bacolod | Modification of Louvers at Rear Wall, Upper Roof Area, Right Side and Left Side | Louvers at Powerhouse Roofing | SPE20-1271-CNPR | Iris J. Sixto | 0 | 4 | 3 |  | gals | D | Paint, Enamel, Quick Dry, Off White | 0 | 0 | 06.27.2020 - Delivered DR# 1573-CNPR | Fully Delivered | Apr 8, 2020 | FR-080-2020
|  | 2020-03-17 | Manila/Bacolod | Modification of Louvers at Rear Wall, Upper Roof Area, Right Side and Left Side | Louvers at Powerhouse Roofing | SPE20-1271-CNPR | Iris J. Sixto | 0 | 5 | 1 |  | gal | B | Thinner, Paint | 0 | 0 | 06.17.2020 - Delivered DR# 1551-CNPR | Fully Delivered | Apr 8, 2020 | FR-080-2020
|  | 2020-03-17 | Manila/Bacolod | Modification of Louvers at Rear Wall, Upper Roof Area, Right Side and Left Side | Louvers at Powerhouse Roofing | SPE20-1271-CNPR | Iris J. Sixto | 0 | 6 | 2 |  | pcs | A | Brush, Paint, 2" | 0 | 0 | 06.11.2020 - Delivered DR# 1533-CNPR | Fully Delivered | Apr 8, 2020 | FR-080-2020
|  | 2020-03-17 | Manila/Bacolod | Repair and Repainting of Powerhouse Roofing | Powerhouse Roofing | SPE20-1272-CNPR | Iris J. Sixto | 0 | 1 | 76 |  | gals |  | Paint, Primer, Metal, Red Oxide, 4L/gal | 0 | 0 | For RFQ | Pending | Apr 8, 2020 | FR-081-2020
|  | 2020-03-17 | Manila/Bacolod | Repair and Repainting of Powerhouse Roofing | Powerhouse Roofing | SPE20-1272-CNPR | Iris J. Sixto | 0 | 2 | 76 |  | gals |  | Roofguard, Color: Green, Brand: Boysen | 0 | 0 | For RFQ | Pending | Apr 8, 2020 | FR-081-2020
|  | 2020-03-17 | Manila/Bacolod | Repair and Repainting of Powerhouse Roofing | Powerhouse Roofing | SPE20-1272-CNPR | Iris J. Sixto | 0 | 3 | 20 |  | gals |  | Thinner, Paint | 0 | 0 | For RFQ | Pending | Apr 8, 2020 | FR-081-2020
|  | 2020-03-17 | Manila/Bacolod | Repair and Repainting of Powerhouse Roofing | Powerhouse Roofing | SPE20-1272-CNPR | Iris J. Sixto | 5 | 4 | 20 |  | sachets |  | Sealant, Roof, (Brand: Vulcaseal) | 0 | 0 | For RFQ | Pending | Apr 8, 2020 | FR-081-2020
|  | 2020-03-17 | Manila/Bacolod | Repair and Repainting of Powerhouse Roofing | Powerhouse Roofing | SPE20-1272-CNPR | Iris J. Sixto | 549 | 5 | 500 |  | pcs |  | Screw, Self Drilling, 8mm x 2" (Tek Screw) | 0 | 0 | For RFQ | Pending | Apr 8, 2020 | FR-081-2020
|  | 2020-03-17 | Manila/Bacolod | Repair and Repainting of Powerhouse Roofing | Powerhouse Roofing | SPE20-1272-CNPR | Iris J. Sixto | 0 | 6 | 2 |  | pcs |  | Socket, Magnetic, 8mm | 0 | 0 | For RFQ | Pending | Apr 8, 2020 | FR-081-2020
|  | 2020-03-17 | Manila/Bacolod | Repair and Repainting of Powerhouse Roofing | Powerhouse Roofing | SPE20-1272-CNPR | Iris J. Sixto | 0 | 7 | 15 |  | pcs |  | Brush, Steel | 0 | 0 | For RFQ | Pending | Apr 8, 2020 | FR-081-2020
|  | 2020-03-17 | Manila/Bacolod | Repair and Repainting of Powerhouse Roofing | Powerhouse Roofing | SPE20-1272-CNPR | Iris J. Sixto | 35 | 8 | 40 |  | shts |  | Sandpaper, G120 | 0 | 0 | For RFQ | Pending | Apr 8, 2020 | FR-081-2020
|  | 2020-03-17 | Manila/Bacolod | Repair and Repainting of Powerhouse Roofing | Powerhouse Roofing | SPE20-1272-CNPR | Iris J. Sixto | 14 | 9 | 6 |  | pcs |  | Brush, Roller, Refill, 4" | 0 | 0 | For RFQ | Pending | Apr 8, 2020 | FR-081-2020
|  | 2020-03-17 | Manila/Bacolod | Repair and Repainting of Powerhouse Roofing | Powerhouse Roofing | SPE20-1272-CNPR | Iris J. Sixto | 0 | 10 | 6 |  | pcs |  | Brush, Paint, 2" | 0 | 0 | For RFQ | Pending | Apr 8, 2020 | FR-081-2020
|  | 2020-03-17 | Manila/Bacolod | Repair and Repainting of Powerhouse Roofing | Powerhouse Roofing | SPE20-1272-CNPR | Iris J. Sixto | 23 | 11 | 10 |  | pcs |  | Gloves, Cotton | 0 | 0 | For RFQ | Pending | Apr 8, 2020 | FR-081-2020
|  | 2020-03-17 | Manila/Bacolod | Repair and Repainting of Powerhouse Roofing | Powerhouse Roofing | SPE20-1272-CNPR | Iris J. Sixto | 3 | 12 | 10 |  | kgs |  | Rags, Cotton | 0 | 0 | For RFQ | Pending | Apr 8, 2020 | FR-081-2020
|  | 2020-03-17 | Manila/Bacolod | Repair and Repainting of Powerhouse Roofing | Powerhouse Roofing | SPE20-1272-CNPR | Iris J. Sixto | 0 | 13 | 2 |  | pcs |  | Broom, Stick | 0 | 0 | For RFQ | Pending | Apr 8, 2020 | FR-081-2020
|  | 2020-03-17 | Manila/Bacolod | Repair and Repainting of Powerhouse Roofing | Powerhouse Roofing | SPE20-1272-CNPR | Iris J. Sixto | 1 | 14 | 2 |  | pcs |  | Broom (Baguio) | 0 | 0 | For RFQ | Pending | Apr 8, 2020 | FR-081-2020
|  | 2020-03-17 | Manila/Bacolod | Canteen Canopy | Cenpri Canteen | SPE20-1273-CNPR | Iris J. Sixto | 0 | 1 | 18 |  | lgths |  | Purlins, C, 2" x 3" x 6m x 1.0 mm | 0 | 0 | For RFQ | Pending | Apr 15, 2020 | FR-082-2020
|  | 2020-03-17 | Manila/Bacolod | Canteen Canopy | Cenpri Canteen | SPE20-1273-CNPR | Iris J. Sixto | 15 | 2 | 2 |  | kgs |  | Electrode, Welding, 1/8" x E6011 | 0 | 0 | For RFQ | Pending | Apr 15, 2020 | FR-082-2020
|  | 2020-03-17 | Manila/Bacolod | Canteen Canopy | Cenpri Canteen | SPE20-1273-CNPR | Iris J. Sixto | 0 | 3 | 2 |  | gals |  | Paint, Primer, Metal, Red Oxide, 4L/gal | 0 | 0 | For RFQ | Pending | Apr 15, 2020 | FR-082-2020
|  | 2020-03-17 | Manila/Bacolod | Canteen Canopy | Cenpri Canteen | SPE20-1273-CNPR | Iris J. Sixto | 0 | 4 | 1 |  | gal |  | Thinner, Paint | 0 | 0 | For RFQ | Pending | Apr 15, 2020 | FR-082-2020
|  | 2020-03-17 | Manila/Bacolod | Canteen Canopy | Cenpri Canteen | SPE20-1273-CNPR | Iris J. Sixto | 25 | 5 | 1 |  | sht |  | Sandpaper, G80 | 0 | 0 | For RFQ | Pending | Apr 15, 2020 | FR-082-2020
|  | 2020-03-27 | Bacolod | For Bacolod Office Use. | CENPRI Employees | HRB20-1274-CNPR | Gayle Tagalog | 0 | 1 | 1 |  | gal. | A | Alcohol (1 gal = 4 liters) | 0 | 0 | 03.27.2020 - Delivered DR# 1473-CNPR | Fully Delivered | Mar 27, 2020
|  | 2020-04-14 | 43934 | Power Circuit Main Contactor of Lube Oil Purifier DG Unit 5 | UOM | Rey D. Argawanon20-1275-CNPR | 1 | 0 | 1 | 4 |  | pcs |  | Auxiliary Contact Side Mount Part No: CA7-PA-11 1NO/1NC Brand: Sprecher + Schuh | 0 | 0 | Cancelled/ Incorrect file uploaded. 04.15.20 | Cancelled | Apr 15, 2020
|  | 2020-04-14 | 43934 | Power Circuit Main Contactor of Lube Oil Purifier DG Unit 5 | UOM | Rey D. Argawanon20-1275-CNPR | 1 | 0 | 4 | 0 |  |  |  |  | 0 | 0 | Cancelled/ Incorrect file uploaded. 04.15.20 | Cancelled | Apr 15, 2020
|  | 2020-04-14 | 43934 | Power Circuit Main Contactor of Lube Oil Purifier DG Unit 5 | UOM | Rey D. Argawanon20-1275-CNPR | 1 | 0 | 5 | 0 |  |  |  |  | 0 | 0 | Cancelled/ Incorrect file uploaded. 04.15.20 | Cancelled | Apr 15, 2020
|  | 2020-04-14 | 43934 | Power Circuit Main Contactor of Lube Oil Purifier DG Unit 5 | UOM | Rey D. Argawanon20-1275-CNPR | 1 | 0 | 7 | 0 |  |  |  |  | 0 | 0 | Cancelled/ Incorrect file uploaded. 04.15.20 | Cancelled | Apr 15, 2020
|  | 2020-04-14 | 43934 | Power Circuit Main Contactor of Lube Oil Purifier DG Unit 5 | UOM | Rey D. Argawanon20-1275-CNPR | 1 | 0 | 8 | 0 |  |  |  |  | 0 | 0 | Cancelled/ Incorrect file uploaded. 04.15.20 | Cancelled | Apr 15, 2020
|  | 2020-04-14 | 43934 | Power Circuit Main Contactor of Lube Oil Purifier DG Unit 5 | UOM | Rey D. Argawanon20-1275-CNPR | 1 | 0 | 11 | 0 |  |  |  |  | 0 | 0 | Cancelled/ Incorrect file uploaded. 04.15.20 | Cancelled | Apr 15, 2020
|  | 2020-04-14 | 43934 | Power Circuit Main Contactor of Lube Oil Purifier DG Unit 5 | UOM | Rey D. Argawanon20-1275-CNPR | 1 | 0 | 13 | 0 |  |  |  |  | 0 | 0 | Cancelled/ Incorrect file uploaded. 04.15.20 | Cancelled | Apr 15, 2020
|  | 2020-04-14 | 43934 | Power Circuit Main Contactor of Lube Oil Purifier DG Unit 5 | UOM | Rey D. Argawanon20-1275-CNPR | 1 | 0 | 14 | 0 |  |  |  |  | 0 | 0 | Cancelled/ Incorrect file uploaded. 04.15.20 | Cancelled | Apr 15, 2020
|  | 2020-04-14 | 43934 | Power Circuit Main Contactor of Lube Oil Purifier DG Unit 5 | UOM | Rey D. Argawanon20-1275-CNPR | 1 | 0 | 19 | 0 |  |  |  | Provide one copy each for Purchasing (Site & Bacolod office) | 0 | 0 | Cancelled/ Incorrect file uploaded. 04.15.20 | Cancelled | Apr 15, 2020
|  | 2020-04-14 | 43934 | Power Circuit Main Contactor of Lube Oil Purifier DG Unit 5 | UOM | Rey D. Argawanon20-1275-CNPR | 1 | 0 | 20 | 0 |  |  |  | Provide one copy for Managers (Request approved by) | 0 | 0 | Cancelled/ Incorrect file uploaded. 04.15.20 | Cancelled | Apr 15, 2020
|  | 2020-04-14 | 43934 | Power Circuit Main Contactor of Lube Oil Purifier DG Unit 5 | UOM | Rey D. Argawanon20-1276-CNPR | 1 | 0 | 1 | 4 |  | pcs |  | Auxiliary Contact Side Mount Part No: CA7-PA-11 1NO/1NC Brand: Sprecher + Schuh | 0 | 0 | Cancelled/ Incorrect file uploaded. 04.15.20 | Cancelled | Apr 15, 2020
|  | 2020-04-13 | Manila/Bacolod | Replacement in Defective Heat Pack # 5 (Supersede PR-257-2019) | Power Circuit Main Contactor of Lube Oil Purifier DG Unit 5 | EIC20-1277-CNPR | Rey D. Argawanon | 0 | 1 | 2 |  | pcs |  | Contactor Part No.: CA7-55-00-48Z 3 Pole, 55 amps rated, Auxiliary contact - none, coil: 48V, 50/60Hz Brand: Sprecher + Schuh | 0 | 0 | For RFQ | Pending | Mar 23, 2020 | PR-083-2020
|  | 2020-04-13 | Manila/Bacolod | Replacement in Defective Heat Pack # 5 (Supersede PR-257-2019) | Power Circuit Main Contactor of Lube Oil Purifier DG Unit 5 | EIC20-1277-CNPR | Rey D. Argawanon | 0 | 2 | 4 |  | pcs |  | Auxiliary Contact Side Mount Part No: CA7-PA-11 1NO/1NC Brand: Sprecher + Schuh | 0 | 0 | For RFQ | Pending | Apr 15, 2020 | PR-083-2020
|  | 2020-04-15 | Manila/Bacolod | Recreation for Cenpri Employees | Cenpri Employees | HRS20-1278-CNPR | Irish Dawn E. Torres | 0 | 1 | 2 |  | sets |  | Dartboard Set | 0 | 0 | For RFQ | Pending | May 11, 2020 | HR-084-2020
|  | 2020-04-18 | Manila/Bacolod | Cable Tray for Additional Power Supply on Fuel Module and Heatpac | Tank Farm | EIC20-1279-CNPR | Rey D. Argawanon | 0 | 1 | 1 |  | length | A | Flat Bar, 1" x 1/8" thickness | 0 | 0 | 07.24.2020 - Delivered DR# 1649-CNPR | Fully Delivered | May 23, 2020 | PR-086-2020
|  | 2020-04-18 | Manila/Bacolod | Cable Tray for Additional Power Supply on Fuel Module and Heatpac | Tank Farm | EIC20-1279-CNPR | Rey D. Argawanon | 0 | 2 | 7 |  | Lengths | A | Angle bar, 1" x 1" x 1/8" thickness | 0 | 0 | 07.24.2020 - Delivered DR# 1649-CNPR | Fully Delivered | Apr 24, 2020 | PR-086-2020
|  | 2020-04-18 | Manila/Bacolod | Cable Tray for Additional Power Supply on Fuel Module and Heatpac | Tank Farm | EIC20-1279-CNPR | Rey D. Argawanon | 55 | 3 | 3 |  | pcs | B | Cutting disc, 4" x 3/32" thickness | 0 | 0 | 07.24.2020 - Delivered DR# 1653-CNPR | Fully Delivered | Apr 24, 2020 | PR-086-2020
|  | 2020-04-22 |  | Replacement of Air Filter | Heavy Equipment - Boomtruck | WHC20-1280-CNPR | Donna Gellada | 0 | 1 | 1 |  | pc/s |  | Air Filter (as per sample & with pictures attached) | 0 | 0 | For RFQ | Pending | May 8, 2020 | WHR-087-2020
|  | 2020-05-05 |  | Refuel for Heavy Equipment | Heavy Equipment - Forklift | WHC20-1281-CNPR | Donna Gellada | 0 | 1 | 20 |  | ltr/s | V | Diesel | 0 | 0 | 05.06.2020 - Delivered DR# 1475-CNPR | Fully Delivered | May 8, 2020 | WHR-088-2020
|  | 2020-05-07 | Manila/Bacolod | Repair of Insulation and Cladding at DG 1-3 Exhaust Header | DG 1-3 Exhaust Header | OPE20-1282-CNPR | G. Samano | 0 | 1 | 6 |  | shts | D | Aluminum Plain Sheet, 4' x 8' x .8 mm | 0 | 0 | 05.27.2020 - Delivered DR# 1503-CNPR | Fully Delivered | May 28, 2020 | PR-089-2020
|  | 2020-05-07 | Manila/Bacolod | Repair of Insulation and Cladding at DG 1-3 Exhaust Header | DG 1-3 Exhaust Header | OPE20-1282-CNPR | G. Samano | 15 | 2 | 5 |  | kgs | B | Electrode, Welding, 1/8" x E6011 | 0 | 0 | 06.01.2020 - Delivered DR# 1491-CNPR | Fully Delivered | May 28, 2020 | PR-089-2020
|  | 2020-05-07 | Manila/Bacolod | Repair of Insulation and Cladding at DG 1-3 Exhaust Header | DG 1-3 Exhaust Header | OPE20-1282-CNPR | G. Samano | 13 | 3 | 1 |  | box |  | Rivets, Long, Blind, 1/8" x 3/4" | 0 | 0 | For RFQ | Pending | May 28, 2020 | PR-089-2020
|  | 2020-05-07 | Manila/Bacolod | Repair of Insulation and Cladding at DG 1-3 Exhaust Header | DG 1-3 Exhaust Header | OPE20-1282-CNPR | G. Samano | 30 | 4 | 6 |  | pcs | C | Drill Bit, Metal, 1/8" | 0 | 0 | 06.01.2020 - Delivered DR# 1496-CNPR | Fully Delivered | May 28, 2020 | PR-089-2020
|  | 2020-05-07 | Manila/Bacolod | Repair of Insulation and Cladding at DG 1-3 Exhaust Header | DG 1-3 Exhaust Header | OPE20-1282-CNPR | G. Samano | 11 | 5 | 12 |  | prs | A | Gloves, Cotton | 0 | 0 | 06.01.2020 - Delivered DR# 1486-CNPR | Fully Delivered | May 28, 2020 | PR-089-2020
|  | 2020-05-06 |  | Engine Spare Parts | DG Unit 4 and 5 (Part Book Ref.: NKK-SEMT-Pielstick PC2-5 Engine) | OPE20-1283-CNPR | Godfrey S. E. Samano | 0 | 1 | 4 |  | assembly |  | Safety Valve for Cylinder | 0 | 0 | For RFQ | Pending | May 20, 2020 | PR-090-2020
|  | 2020-05-06 |  | Engine Spare Parts | DG Unit 4 and 5 (Part Book Ref.: NKK-SEMT-Pielstick PC2-5 Engine) | OPE20-1283-CNPR | Godfrey S. E. Samano | 0 | 2 | 4 |  | assembly |  | Starting Valve | 0 | 0 | For RFQ | Pending | May 20, 2020 | PR-090-2020
|  | 2020-05-06 |  | Engine Spare Parts | DG Unit 4 and 5 (Part Book Ref.: NKK-SEMT-Pielstick PC2-5 Engine) | OPE20-1283-CNPR | Godfrey S. E. Samano | 0 | 3 | 4 |  | assembly |  | Indicater Valve | 0 | 0 | For RFQ | Pending | May 20, 2020 | PR-090-2020
|  | 2020-05-06 |  | Engine Spare Parts | DG Unit 4 and 5 (Part Book Ref.: NKK-SEMT-Pielstick PC2-5 Engine) | OPE20-1283-CNPR | Godfrey S. E. Samano | 0 | 4 | 2 |  | assembly |  | Valve Gear | 0 | 0 | For RFQ | Pending | May 20, 2020 | PR-090-2020
|  | 2020-05-12 | Manila/Bacolod | Replacement of Busted Fluorescent Tube for Switchgear / Control Room | Switchgear / Control Room | EIC20-1284-CNPR | 0 | 0 | 1 | 6 |  | Tubes |  | Fluorescent Tube T8, Brand: GE, Specs: F36W/6500k, 36 watts, Day light | 0 | 0 | Incorrect Requestor. 05.14.20 | Cancelled | May 23, 2020 | PR-091-2020
|  | 2020-05-12 | Manila/Bacolod | Replacement of Busted Fluorescent Tube for Switchgear / Control Room | Switchgear / Control Room | EIC20-1284-CNPR | 0 | 0 | 2 | 6 |  | pcs. |  | Starter Switch, 220-240V, 4-40W | 0 | 0 | Incorrect Requestor. 05.14.20 | Cancelled | May 14, 2020 | PR-091-2020
|  | 2020-05-12 | Manila/Bacolod | Replacement of Busted Fluorescent Tube for Switchgear / Control Room | Switchgear / Control Room | EIC20-1285-CNPR | Vency Cababat | 0 | 1 | 6 |  | Tubes | A | Fluorescent Tube T8, Brand: GE, Specs: F36W/6500k, 36 watts, Day light | 0 | 0 | 07.24.2020 - Delivered DR# 1652-CNPR | Fully Delivered | May 23, 2020 | PR-091-2020
|  | 2020-05-12 | Manila/Bacolod | Replacement of Busted Fluorescent Tube for Switchgear / Control Room | Switchgear / Control Room | EIC20-1285-CNPR | Vency Cababat | 0 | 2 | 6 |  | pcs. | A | Starter Switch, 220-240V, 4-40W | 0 | 0 | 07.24.2020 - Delivered DR# 1651-CNPR | Fully Delivered | May 14, 2020 | PR-091-2020
|  | 2020-05-18 | Manila/Bacolod | Repainting of 40 MVA Power Transformer | 40 MVA Power Transformer | EIC20-1287-CNPR | Vency Cababat | 0 | 1 | 1 |  | gal | E | Enamel Paint, Color: Medium Gray, (4 liters/ 1 gal.) | 0 | 0 | 06.17.2020 - Delivered DR# 1560-CNPR | Fully Delivered | Jun 1, 2020 | PR-093-2020
|  | 2020-05-18 | Manila/Bacolod | Repainting of 40 MVA Power Transformer | 40 MVA Power Transformer | EIC20-1287-CNPR | Vency Cababat | 0 | 2 | 1 |  | liter | E | Enamel Paint, Color: White | 0 | 0 | 06.17.2020 - Delivered DR# 1560-CNPR | Fully Delivered | Jun 1, 2020 | PR-093-2020
|  | 2020-05-18 | Manila/Bacolod | Repainting of 40 MVA Power Transformer | 40 MVA Power Transformer | EIC20-1287-CNPR | Vency Cababat | 3 | 3 | 1 |  | gal. | C | Paint Thinner | 0 | 0 | 06.17.2020 - Delivered DR# 1552-CNPR | Fully Delivered | Jun 1, 2020 | PR-093-2020
|  | 2020-05-18 | Manila/Bacolod | Repainting of 40 MVA Power Transformer | 40 MVA Power Transformer | EIC20-1287-CNPR | Vency Cababat | 1 | 4 | 2 |  | pcs. | D | Paint brush, 2" | 0 | 0 | 06.17.2020 - Delivered DR# 1553-CNPR | Fully Delivered | Jun 1, 2020 | PR-093-2020
|  | 2020-05-18 | Manila/Bacolod | Repainting of 40 MVA Power Transformer | 40 MVA Power Transformer | EIC20-1287-CNPR | Vency Cababat | 0 | 5 | 1 |  | pc. | B | Paint roller brush with handle, 4" | 0 | 0 | 06.11.2020 - Delivered DR# 1542-CNPR | Fully Delivered | Jun 1, 2020 | PR-093-2020
|  | 2020-05-18 | Manila/Bacolod | Repainting of 40 MVA Power Transformer | 40 MVA Power Transformer | EIC20-1287-CNPR | Vency Cababat | 20 | 6 | 2 |  | pcs. | A | Paint roller brush refill, 4" | 0 | 0 | 06.11.2020 - Delivered DR# 1540-CNPR | Fully Delivered | Jun 1, 2020 | PR-093-2020
|  | 2020-05-16 | Manila/Bacolod | EIC Consumables | EIC | EIC20-1288-CNPR | Kennah Sasamoto | 0 | 1 | 3 |  | packs |  | Silica gel beads, Color: Blue, 3kgs/pack | 0 | 0 | For RFQ | Pending | May 29, 2020 | PR-094-2020
|  | 2020-05-16 | Manila/Bacolod | Repainting of HFO Service Circulating Line | HFO Service Circulating Line | OPE20-1289-CNPR | G. Samano | 0 | 1 | 6 |  | gals |  | Paint, Epoxy Enamel Top Coat, Black | 0 | 0 | For RFQ | Pending | Jun 1, 2020 | PR-095-2020
|  | 2020-05-16 | Manila/Bacolod | Repainting of HFO Service Circulating Line | HFO Service Circulating Line | OPE20-1289-CNPR | G. Samano | 0 | 2 | 3 |  | gals |  | Converter, Rust, Brand: Turco | 0 | 0 | For RFQ | Pending | Jun 1, 2020 | PR-095-2020
|  | 2020-05-16 | Manila/Bacolod | Repainting of HFO Service Circulating Line | HFO Service Circulating Line | OPE20-1289-CNPR | G. Samano | 3 | 3 | 3 |  | gals |  | Thinner, Paint | 0 | 0 | For RFQ | Pending | Jun 1, 2020 | PR-095-2020
|  | 2020-05-16 | Manila/Bacolod | Repainting of HFO Service Circulating Line | HFO Service Circulating Line | OPE20-1289-CNPR | G. Samano | 22 | 4 | 8 |  | pairs |  | Gloves, Cotton | 0 | 0 | For RFQ | Pending | Jun 1, 2020 | PR-095-2020
|  | 2020-05-16 | Manila/Bacolod | Repainting of HFO Service Circulating Line | HFO Service Circulating Line | OPE20-1289-CNPR | G. Samano | 0 | 5 | 1 |  | kg |  | Rags, Cotton | 0 | 0 | For RFQ | Pending | Jun 1, 2020 | PR-095-2020
|  | 2020-05-16 | Manila/Bacolod | Repainting of HFO Service Circulating Line | HFO Service Circulating Line | OPE20-1289-CNPR | G. Samano | 20 | 6 | 10 |  | pcs |  | Brush, Roller, Refill, 4" | 0 | 0 | For RFQ | Pending | Jun 1, 2020 | PR-095-2020
|  | 2020-05-16 | Manila/Bacolod | Repainting of HFO Service Circulating Line | HFO Service Circulating Line | OPE20-1289-CNPR | G. Samano | 1 | 7 | 4 |  | pcs |  | Brush, Paint, 4" | 0 | 0 | For RFQ | Pending | Jun 1, 2020 | PR-095-2020
|  | 2020-05-16 | Manila/Bacolod | Repainting of HFO Service Circulating Line | HFO Service Circulating Line | OPE20-1289-CNPR | G. Samano | 0 | 8 | 6 |  | pcs |  | Brush, Cup, Twisted, M10 x 1.25mm, 3" | 0 | 0 | For RFQ | Pending | Jun 1, 2020 | PR-095-2020
|  | 2020-05-16 | Manila/Bacolod | Repainting of HFO Service Circulating Line | HFO Service Circulating Line | OPE20-1289-CNPR | G. Samano | 0 | 9 | 5 |  | pcs |  | Brush, Steel | 0 | 0 | For RFQ | Pending | Jun 1, 2020 | PR-095-2020
|  | 2020-05-21 | Manila/Bacolod | ECMG Office Renovation Electrical ( Replacement of Item #3 from PR 025-2020) | ECMG Office Renovation | EIC20-1290-CNPR | Iris Sixto/Kennah Sasamoto | 0 | 1 | 1 |  | pcs | A | Breaker, Circuit, Bolt On, 30A, 2P, 220-240V | 0 | 0 | 07.07.2020 - Delivered DR# 1578-CNPR | Fully Delivered | Jun 5, 2020 | FR-097-2020
|  | 2020-05-26 |  | Replacement Parts For Raw Water Pump | DG Unit 1 | MAI20-1291-CNPR | Ruel Beato | 0 | 1 | 1 | Orig.: 1.00 assembly | assembly | A | Mechanical Seal, Single Spring Type, Material: Carbon vs Ceramic, Dimensions: 66mm x 48mm x 63mm (OD x ID x Length) | 0 | 0 | 06.11.2020 - Delivered DR# 1525-CNPR | Fully Delivered | May 29, 2020 | PR-098-2020
|  | 2020-05-26 |  | Replacement Parts For Raw Water Pump | DG Unit 1 | MAI20-1291-CNPR | Ruel Beato | 0 | 2 | 2 |  | pcs | A | Ball Bearing | 0 | 0 | 06.09.2020 - Delivered DR# 1528-CNPR | Fully Delivered | May 29, 2020 | PR-098-2020
|  | 2020-05-26 |  | Replacement Parts For Raw Water Pump | DG Unit 1 | MAI20-1291-CNPR | Ruel Beato | 0 | 3 | 2 |  | pcs | A | Oil Seal, Flange Grease Seal | 0 | 0 | 06.05.2020 - Delivered DR# 1523-CNPR | Fully Delivered | May 29, 2020 | PR-098-2020
|  | 2020-05-29 |  | Operations and Maintenance Consumables | Running Units | 20-1292-CNPR | Alona T. Arroyo | 35 | 1 | 40 |  | liters | F | Diesel Oil | 0 | 0 | 06.11.2020 - Delivered DR# 1548-CNPR | Fully Delivered | Jun 8, 2020 | PR-099-2020
|  | 2020-05-29 |  | Operations and Maintenance Consumables | Running Units | 20-1292-CNPR | Alona T. Arroyo | 20 | 2 | 20 |  | liters | F | Kerosene | 0 | 0 | 06.11.2020 - Delivered DR# 1549-CNPR | Fully Delivered | Jun 8, 2020 | PR-099-2020
|  | 2020-05-29 |  | Operations and Maintenance Consumables | Running Units | 20-1292-CNPR | Alona T. Arroyo | 0 | 3 | 2 |  | cans | A | Penetrant, Multi Use, WD-40, Net Content: 382 mL / 311G / 12.9 FL.OZ | 0 | 0 | 06.11.2020 - Delivered DR# 1530-CNPR | Fully Delivered | Jun 8, 2020 | PR-099-2020
|  | 2020-05-29 |  | Operations and Maintenance Consumables | Running Units | 20-1292-CNPR | Alona T. Arroyo | 0 | 4 | 2 |  | pcs | E | Glass, Clear, 2" x 4" | 0 | 0 | 06.11.2020 - Delivered DR# 1545-CNPR | Fully Delivered | Jun 8, 2020 | PR-099-2020
|  | 2020-05-29 |  | Operations and Maintenance Consumables | Running Units | 20-1292-CNPR | Alona T. Arroyo | 7 | 5 | 2 |  | pcs | E | Glass, Dark , #10 | 0 | 0 | 06.11.2020 - Delivered DR# 1545-CNPR | Fully Delivered | Jun 8, 2020 | PR-099-2020
|  | 2020-05-29 |  | Operations and Maintenance Consumables | Running Units | 20-1292-CNPR | Alona T. Arroyo | 7 | 6 | 4 |  | pcs |  | Battery, AA, 1.5 Volts | 0 | 0 | 06.11.2020 - Delivered DR# 1543-CNPR | Fully Delivered | Jun 8, 2020 | PR-099-2020
|  | 2020-05-29 |  | Operations and Maintenance Consumables | Running Units | 20-1292-CNPR | Alona T. Arroyo | 0 | 7 | 4 |  | pcs | D | Battery, AAA, 1.5Volts | 0 | 0 | 06.11.2020 - Delivered DR# 1544-CNPR | Fully Delivered | Jun 8, 2020 | PR-099-2020
|  | 2020-05-29 |  | Operations and Maintenance Consumables | Running Units | 20-1292-CNPR | Alona T. Arroyo | 0 | 8 | 10 |  | pcs | BX | Bulb, LED, Daylight, 35 Watts, Input Voltage: AC 180-265V 50/60 Hz | 0 | 0 | 06.27.2020 - Delivered DR# 1575-CNPR 09.29.2020 - Delivered DR# 1884-CNPR | Fully Delivered | Jun 8, 2020 | PR-099-2020
|  | 2020-05-29 |  | Operations and Maintenance Consumables | Running Units | 20-1292-CNPR | Alona T. Arroyo | 22 | 9 | 25 |  | pairs | C | Gloves, Knitted Cotton | 0 | 0 | 06.11.2020 - Delivered DR# 1535-CNPR | Fully Delivered | Jun 8, 2020 | PR-099-2020
|  | 2020-05-29 |  | Operations and Maintenance Consumables | Running Units | 20-1292-CNPR | Alona T. Arroyo | 0 | 10 | 2 |  | pcs | G | Blade, Hacksaw, HSS, 300mm/12", 18 TPI | 0 | 0 | 06.16.2020 - Delivered DR# 1561-CNPR | Fully Delivered | Jun 8, 2020 | PR-099-2020
|  | 2020-05-29 |  | Operations and Maintenance Consumables | Running Units | 20-1292-CNPR | Alona T. Arroyo | 0 | 11 | 2 |  | sheets | B | Pad, Scouring, Scotch Brite, 95mmx150mm - UNSERVED 1 packs | 0 | 0 | 06.11.2020 - Delivered DR# 1531-CNPR(1.00 packs) | Partially Delivered | Jun 8, 2020 | PR-099-2020
|  | 2020-05-29 |  | Operations and Maintenance Consumables | Running Units | 20-1292-CNPR | Alona T. Arroyo | 2 | 12 | 1 |  | cylinder | AB | Acetylene | 0 | 0 | 07.16.2020 - Delivered DR# 1607-CNPR | Fully Delivered | Jun 15, 2020 | PR-099-2020
|  | 2020-05-29 |  | Operations and Maintenance Consumables | Running Units | 20-1292-CNPR | Alona T. Arroyo | 5 | 13 | 2 |  | cylinders | AA | Oxygen | 0 | 0 | 07.16.2020 - Delivered DR# 1606-CNPR | Fully Delivered | Jun 15, 2020 | PR-099-2020
|  | 2020-05-29 |  | Operations and Maintenance Consumables | Running Units | 20-1292-CNPR | Alona T. Arroyo | 0 | 14 | 1 |  | can | O | Belt Dressing, WD-40, 330 ml | 0 | 0 | 08.07.2020 - Delivered DR# 1692-CNPR | Fully Delivered | Jun 15, 2020 | PR-099-2020
|  | 2020-05-29 |  | Operations and Maintenance Consumables | Running Units | 20-1292-CNPR | Alona T. Arroyo | 0 | 15 | 1 |  | bottle | J | Polish, Metal, A-1 Premium Grade Net Content, 150ml | 0 | 0 | 08.24.2020 - Delivered DR# 1769-CNPR | Fully Delivered | Jun 15, 2020 | PR-099-2020
|  | 2020-05-29 |  | Operations and Maintenance Consumables | Running Units | 20-1292-CNPR | Alona T. Arroyo | 5 | 16 | 10 |  | kgs | AV | Rags, Cotton | 0 | 0 | 01.11.2021 - Delivered DR# 2277-CNPR | Fully Delivered | Jun 15, 2020 | PR-099-2020
|  | 2020-05-29 |  | Operations and Maintenance Consumables | Running Units | 20-1292-CNPR | Alona T. Arroyo | 0 | 17 | 1 |  | bottle | BE | Adhesive, Loctite 495 | 0 | 0 | 07.28.2020 - Delivered DR# 1661-CNPR | Fully Delivered | Jun 15, 2020 | PR-099-2020
|  | 2020-05-29 |  | Operations and Maintenance Consumables | Running Units | 20-1292-CNPR | Alona T. Arroyo | 46 | 18 | 1 |  | box | P | Disc, Cutting, 4" x 3/32" x 5/8" (Tyrolit 41 A30Q-BF) | 0 | 0 |  | Fully Delivered | Jun 15, 2020 | PR-099-2020
|  | 2020-05-29 |  | Operations and Maintenance Consumables | Running Units | 20-1292-CNPR | Alona T. Arroyo | 46 | 19 | 1 |  | box | Q | Disc, Grinding, 4" x 1/4" x 5/8", (Tyrolit 27 A30Q-BF) | 0 | 0 |  | Fully Delivered | Jun 15, 2020 | PR-099-2020
|  | 2020-05-29 |  | Operations and Maintenance Consumables | Running Units | 20-1292-CNPR | Alona T. Arroyo | 0 | 20 | 2 |  | pcs | Z | Brush, Steel | 0 | 0 | 07.11.2020 - Delivered DR# 1609-CNPR | Fully Delivered | Jun 15, 2020 | PR-099-2020
|  | 2020-05-29 |  | Operations and Maintenance Consumables | Running Units | 20-1292-CNPR | Alona T. Arroyo | 1 | 21 | 1 |  | gallon | AC | Soap, Liquid, Industrial | 0 | 0 | 07.21.2020 - Delivered DR# 1618-CNPR | Fully Delivered | Jun 15, 2020 | PR-099-2020
|  | 2020-05-29 |  | Operations and Maintenance Consumables | Running Units | 20-1292-CNPR | Alona T. Arroyo | 0 | 22 | 1 |  | container | J | Multipurpose Grease, Petron MP3, 500grams | 0 | 0 | 08.24.2020 - Delivered DR# 1769-CNPR | Fully Delivered | Jun 15, 2020 | PR-099-2020
|  | 2020-02-06 |  | Replacement of 1 roll Fire hose 400 Psi double jacket Tank Farm area | Fire safety wet standing Pipe | HAS20-1293-CNPR | Ricky D. Madeja | 0 | 1 | 1 |  | length |  | 1 1/2 " Fire fighting hose 400 Psi working pressure, Double Jacket 1200 Psi Burst pressure 81 Bars, 30 meters (see picture) | 0 | 0 | For RFQ | Pending | Jun 9, 2020 | HR-105-2020
|  | 2020-02-06 |  | Replacement of 1 roll Fire hose 400 Psi double jacket Tank Farm area | Fire safety wet standing Pipe | HAS20-1293-CNPR | Ricky D. Madeja | 0 | 2 | 1 |  | pc. |  | 1 1/2" Brass nozzle (see picture) | 0 | 0 | For RFQ | Pending | Jun 9, 2020 | HR-105-2020
|  | 2020-02-06 |  | Replacement of 1 roll Fire hose 400 Psi double jacket Raw water area | Fire safety wet standing Pipe | HAS20-1294-CNPR | Ricky D. Madeja | 0 | 1 | 1 |  | length |  | 1 1/2 " Fire fighting hose 400 Psi working pressure, Double Jacket 1200 Psi Burst pressure 81 Bars, 30 meters (see picture) | 0 | 0 | For RFQ | Pending | Jun 9, 2020 | HR-106-2020
|  | 2020-02-06 |  | Replacement of 1 roll Fire hose 400 Psi double jacket Raw water area | Fire safety wet standing Pipe | HAS20-1294-CNPR | Ricky D. Madeja | 0 | 2 | 1 |  | pc |  | 1 1/2" Brass nozzle (see picture) | 0 | 0 | For RFQ | Pending | Jun 9, 2020 | HR-106-2020
|  | 2020-02-06 |  | Replacement of 1 roll Fire hose 400 Psi double jacket Warehouse area 2 | Fire safety wet standing Pipe | HAS20-1295-CNPR | Ricky D. Madeja | 0 | 1 | 1 |  | Length |  | 1 1/2 " Fire fighting hose 400 Psi working pressure, Double Jacket 1200 Psi Burst pressure 81 Bars, 30 meters (see picture) | 0 | 0 | For RFQ | Pending | Jun 9, 2020 | HR-107-2020
|  | 2020-02-06 |  | Replacement of 1 roll Fire hose 400 Psi double jacket Warehouse area 2 | Fire safety wet standing Pipe | HAS20-1295-CNPR | Ricky D. Madeja | 0 | 2 | 1 |  | Pc |  | 1 1/2" Brass nozzle (see picture) | 0 | 0 | For RFQ | Pending | Jun 9, 2020 | HR-107-2020
|  | 2020-02-06 |  | Replacement of 1 roll Fire hose 400 Psi double jacket Warehouse area | Fire safety wet standing Pipe | HAS20-1296-CNPR | Ricky D. Madeja | 0 | 1 | 1 |  | Length |  | 1 1/2 " Fire fighting hose 400 Psi working pressure, Double Jacket 1200 Psi Burst pressure 81 Bars, 30 meters (see picture) | 0 | 0 | For RFQ | Pending | Jun 9, 2020 | HR-108-2020
|  | 2020-02-06 |  | Replacement of 1 roll Fire hose 400 Psi double jacket Warehouse area | Fire safety wet standing Pipe | HAS20-1296-CNPR | Ricky D. Madeja | 0 | 2 | 1 |  | Pc |  | 1 1/2" Brass nozzle | 0 | 0 | For RFQ | Pending | Jun 9, 2020 | HR-108-2020
|  | 2020-02-06 |  | Replacement of 1 roll Fire hose 400 Psi double jacket Engine area | Fire safety wet standing Pipe | HAS20-1297-CNPR | Ricky D. Madeja | 0 | 1 | 1 |  | Length |  | 1 1/2 " Fire fighting hose 400 Psi working pressure, Double Jacket 1200 Psi Burst pressure 81 Bars, 30 meters | 0 | 0 | For RFQ | Pending | Jun 9, 2020 | HR-109-2020
|  | 2020-02-06 |  | Replacement of 1 roll Fire hose 400 Psi double jacket Engine area | Fire safety wet standing Pipe | HAS20-1297-CNPR | Ricky D. Madeja | 0 | 2 | 1 |  | Pc |  | 1 1/2" Brass nozzle | 0 | 0 | For RFQ | Pending | Jun 9, 2020 | HR-109-2020
|  | 2020-02-06 |  | Replacement of 1 roll Fire hose 400 Psi double jacket Switchgear area | Fire safety wet standing Pipe | HAS20-1298-CNPR | Ricky D. Madeja | 0 | 1 | 1 |  | Lengths |  | 1 1/2 " Fire fighting hose 400 Psi working pressure, Double Jacket 1200 Psi Burst pressure 81 Bars, 30 meters | 0 | 0 | For RFQ | Pending | Jun 9, 2020 | HR-110-2020
|  | 2020-02-06 |  | Replacement of 1 roll Fire hose 400 Psi double jacket Switchgear area | Fire safety wet standing Pipe | HAS20-1298-CNPR | Ricky D. Madeja | 0 | 2 | 1 |  | Pcs |  | 1 1/2" Brass nozzle | 0 | 0 | For RFQ | Pending | Jun 9, 2020 | HR-110-2020
|  | 2020-06-06 |  | Spare Parts For Raw Water Pump | DG Unit 1 -3 | OPE20-1299-CNPR | Alona T. Arroyo | 0 | 1 | 1 |  | assembly |  | Mechanical Seal, Single Spring Type, Material: Carbon vs Ceramic, Dimensions: 66mm x 48mm x 63mm (OD x ID x Length) | 0 | 0 | For RFQ | Pending | Jul 6, 2020 | PR-111-2020
|  | 2020-06-06 |  | Spare Parts For Raw Water Pump | DG Unit 1 -3 | OPE20-1299-CNPR | Alona T. Arroyo | 0 | 2 | 2 |  | pcs |  | Ball Bearing, Part No. 3208 ATN9/C3 | 0 | 0 | For RFQ | Pending | Jul 6, 2020 | PR-111-2020
|  | 2020-06-06 |  | Spare Parts For Raw Water Pump | DG Unit 1 -3 | OPE20-1299-CNPR | Alona T. Arroyo | 0 | 3 | 2 |  | pcs |  | Oil Seal, Flange Grease Seal, Part No. 17387 CR | 0 | 0 | For RFQ | Pending | Jul 6, 2020 | PR-111-2020
|  | 2020-06-03 | Manila/Bacolod | Modification of Vertical Sludge Tank Transfer Pump Motor | Sludge Tank | EIC20-1300-CNPR | Rey D. Argawanon | 0 | 1 | 4 |  | pcs. |  | RSC coupling 3/4" diameter | 0 | 0 | For RFQ | Pending | Jun 12, 2020 | PR-104-2020
|  | 2020-06-03 | Manila/Bacolod | Modification of Vertical Sludge Tank Transfer Pump Motor | Sludge Tank | EIC20-1300-CNPR | Rey D. Argawanon | 0 | 2 | 4 |  | pcs. |  | Straight connector 3/4" diameter | 0 | 0 | For RFQ | Pending | Jun 12, 2020 | PR-104-2020
|  | 2020-06-03 | Manila/Bacolod | Modification of Vertical Sludge Tank Transfer Pump Motor | Sludge Tank | EIC20-1300-CNPR | Rey D. Argawanon | 0 | 3 | 4 |  | lengths |  | RSC conduit pipe 3/4" diameter | 0 | 0 | For RFQ | Pending | Jun 12, 2020 | PR-104-2020
|  | 2020-06-03 | Manila/Bacolod | Modification of Vertical Sludge Tank Transfer Pump Motor | Sludge Tank | EIC20-1300-CNPR | Rey D. Argawanon | 0 | 4 | 5 |  | mtrs. |  | LTFMC conduit 3/4" diameter | 0 | 0 | For RFQ | Pending | Jun 12, 2020 | PR-104-2020
|  | 2020-06-03 | Manila/Bacolod | Modification of Vertical Sludge Tank Transfer Pump Motor | Sludge Tank | EIC20-1300-CNPR | Rey D. Argawanon | 0 | 5 | 1 |  | pc. |  | Magnetic contractor Brand: Schneider Easypact TVS Model: LC1E0610, 3 pole, 6 amp Coil Voltage: 230 Vac | 0 | 0 | For RFQ | Pending | Jun 12, 2020 | PR-104-2020
|  | 2020-06-03 | Manila/Bacolod | Modification of Vertical Sludge Tank Transfer Pump Motor | Sludge Tank | EIC20-1300-CNPR | Rey D. Argawanon | 0 | 6 | 1 |  | pc. |  | Thermal Overload Relay Brand: Schneider Model: LRE10, 4A-6A | 0 | 0 | For RFQ | Pending | Jun 12, 2020 | PR-104-2020
|  | 2020-06-03 | Manila/Bacolod | Modification of Vertical Sludge Tank Transfer Pump Motor | Sludge Tank | EIC20-1300-CNPR | Rey D. Argawanon | 0 | 7 | 2 |  | pcs. |  | Push Button Switch and Pilot light Brand: Schneider Model: Harmony XB4BA31, Color: Green | 0 | 0 | For RFQ | Pending | Jun 12, 2020 | PR-104-2020
|  | 2020-06-03 | Manila/Bacolod | Modification of Vertical Sludge Tank Transfer Pump Motor | Sludge Tank | EIC20-1300-CNPR | Rey D. Argawanon | 0 | 8 | 2 |  | pcs. |  | Push Button Switch and Pilot light Brand: Schneider Model: Harmony XB4BA42, Color: Red | 0 | 0 | For RFQ | Pending | Jun 12, 2020 | PR-104-2020
|  | 2020-06-03 | Manila/Bacolod | Modification of Vertical Sludge Tank Transfer Pump Motor | Sludge Tank | EIC20-1300-CNPR | Rey D. Argawanon | 0 | 9 | 1 |  | pc. |  | MCB (Miniature Circuit Breaker) Schneider, 20 Amps, 3phase iC60N, Din rail type | 0 | 0 | For RFQ | Pending | Jun 12, 2020 | PR-104-2020
|  | 2020-06-10 |  | For complying of safety protocol inside the Power Plant for COVID 19 during rainy seasons | Health,Safety,Security,Environment (HSSE) | HAS20-1301-CNPR | Ricky D. Madeja | 0 | 1 | 10 |  | Pcs |  | 50 Inches heavy duty umbrella (see picture) | 0 | 0 | For RFQ | Pending | Jun 17, 2020 | HR-114-2020
|  | 2020-06-11 |  | Spare Parts For Raw Water Pump (Supersedes PR-111-2020) | DG Units 1 - 3 | OPE20-1302-CNPR | Alona T. Arroyo | 0 | 1 | 2 |  | units | A | Mechanical Seal, Single Spring Type, Material: Carbon vs Ceramic, Dimensions: 66mm x 48mm x 63mm (OD x ID x Length) | 0 | 0 |  | PO Issued (2.00 units) | Jul 27, 2020 | PR-115-2020
|  | 2020-06-11 |  | Spare Parts For Raw Water Pump (Supersedes PR-111-2020) | DG Units 1 - 3 | OPE20-1302-CNPR | Alona T. Arroyo | 0 | 2 | 2 |  | pcs | B | Ball Bearing | 0 | 0 | For RFQ | Pending | Jul 27, 2020 | PR-115-2020
|  | 2020-06-11 |  | Spare Parts For Raw Water Pump (Supersedes PR-111-2020) | DG Units 1 - 3 | OPE20-1302-CNPR | Alona T. Arroyo | 0 | 3 | 2 |  | pcs | B | Oil Seal, Flange Grease Seal | 0 | 0 | For RFQ | Pending | Jul 27, 2020 | PR-115-2020
|  | 2020-06-11 |  | Spare Parts For Raw Water Pump (Supersedes PR-111-2020) | DG Units 1 - 3 | OPE20-1302-CNPR | Alona T. Arroyo | 0 | 4 | 2 |  | pcs | C | Packing, Rubber, 90mmx70mmx2mm | 0 | 0 | For RFQ | Pending | Jul 27, 2020 | PR-115-2020
|  | 2020-06-08 |  | Additional Replacement Parts For Raw Water Pump | DG Unit 1 | MAI20-1303-CNPR | Ruel Beato | 0 | 1 | 1 |  | assembly |  | Mechanical Seal, Single Spring Type, Material: Carbon vs Ceramic, Dimensions: 66mm x 48mm x 63mm (OD x ID x Length) | 0 | 0 | For RFQ | Pending | Jun 11, 2020 | PR-116-2020
|  | 2020-06-08 |  | Additional Replacement Parts For Raw Water Pump | DG Unit 1 | MAI20-1303-CNPR | Ruel Beato | 0 | 2 | 2 |  | pcs |  | Packing, Rubber, 90mmx70mmx2mm | 0 | 0 | For RFQ | Pending | Jun 11, 2020 | PR-116-2020
|  | 2020-06-11 | Manila/Bacolod | Rectifier Controller Card Replacement | Rectifier Controller | EIC20-1305-CNPR | Rey D. Argawanon | 0 | 1 | 1 |  | pc. |  | IC (Integrated Circuit), Brand: Motorola, Part No.: MC14521BCP, DC #: FIM9734 Note: As per sample. Please see below | 0 | 0 | For RFQ | Pending | Jun 12, 2020 | PR-117-2020
|  | 2020-06-15 | Manila/Bacolod | Replacement of Silica Gel for 40MVA Power Transformer | 40 MVA Power Transformer | EIC20-1306-CNPR | Rey D. Argawanon | 3 | 1 | 2 |  | packs |  | Silica Gel Beads Color: Blue, 3kgs/pack | 0 | 0 | For RFQ | Pending | Jun 24, 2020 | PR-118-2020
|  | 2020-06-11 | Manila/Bacolod | Replacement of Defective Over Load Relay on Mono Pump | Mono Pump | EIC20-1307-CNPR | Rey D. Argawanon | 0 | 1 | 2 |  | pcs. |  | Thermal Overload Relay Brand: Schneider Electric Product Name: Easy Pact, LRE10 Adjustment Range: 4 amps - 6 amps | 0 | 0 | For RFQ | Pending | Jun 24, 2020 | PR-119-2020
|  | 2020-06-10 | Manila/Bacolod | For Replacement of Damaged Wiper Link | Company vehicle -Fuego WCF 520 | HRS20-1308-CNPR | Irish Dawn Torres | 0 | 1 | 1 |  | set |  | Wiper Link, A per Sample | 0 | 0 | For RFQ | Pending | Jun 17, 2020 | HR-120-2020
|  | 2020-06-03 |  | Ladies Dormitory | CENPRI Female Employees | SPE20-1309-CNPR | Iris J. Sixto/Irish Dawn E. Torres | 2 | 1 | 2 |  | cyls | AB | Acetylene | 0 | 0 | 07.25.2020 - Delivered DR# 1657-CNPR | Fully Delivered | Jun 30, 2020 | FR-103-2020
|  | 2020-06-03 |  | Ladies Dormitory | CENPRI Female Employees | SPE20-1309-CNPR | Iris J. Sixto/Irish Dawn E. Torres | 24 | 2 | 20 |  | pcs | EN | Adapter, PVC, Male, 1/2'’, w/ Lock Nut | 0 | 0 | 09.11.2020 - Delivered DR# 1780-CNPR | Fully Delivered | Jul 7, 2020 | FR-103-2020
|  | 2020-06-03 |  | Ladies Dormitory | CENPRI Female Employees | SPE20-1309-CNPR | Iris J. Sixto/Irish Dawn E. Torres | 0 | 3 | 6 |  | pcs | A | Adaptor, Female, PVC, 1/2" | 0 | 0 | 07.22.2020 - Delivered DR# 1632-CNPR | Fully Delivered | Jun 23, 2020 | FR-103-2020
|  | 2020-06-03 |  | Ladies Dormitory | CENPRI Female Employees | SPE20-1309-CNPR | Iris J. Sixto/Irish Dawn E. Torres | 0 | 4 | 2 | Orig.: 2.00 pcs | pcs | A | Adaptor, Male, HDPE, Thread, 1" | 0 | 0 | 07.28.2020 - Delivered DR# 1676-CNPR | Fully Delivered | Jun 23, 2020 | FR-103-2020
|  | 2020-06-03 |  | Ladies Dormitory | CENPRI Female Employees | SPE20-1309-CNPR | Iris J. Sixto/Irish Dawn E. Torres | 0 | 5 | 1 | Orig.: 1.00 unit | unit | CG | Airconditioner, Window Type, 0.5Hp | 0 | 0 | 01.15.2021 - Delivered DR# 2291-CNPR | Fully Delivered | Jun 30, 2020 | FR-103-2020
|  | 2020-06-03 |  | Ladies Dormitory | CENPRI Female Employees | SPE20-1309-CNPR | Iris J. Sixto/Irish Dawn E. Torres | 0 | 6 | 15 |  | lgths | UV | Bar, Angle, 1/4" x 1" x 1" x 20 ft | 0 | 0 | 10.01.2020 - Delivered DR# 1890-CNPR 12.22.2020 - Delivered DR# 2190-CNPR | Fully Delivered | Jun 30, 2020 | FR-103-2020
|  | 2020-06-03 |  | Ladies Dormitory | CENPRI Female Employees | SPE20-1309-CNPR | Iris J. Sixto/Irish Dawn E. Torres | 0 | 7 | 30 |  | lgths | KY | Bar, Angle, Aluminum, 1/2" x 1/2" | 0 | 0 | 12.23.2020 - Delivered DR# 2215-CNPR | Fully Delivered | Jun 30, 2020 | FR-103-2020
|  | 2020-06-03 |  | Ladies Dormitory | CENPRI Female Employees | SPE20-1309-CNPR | Iris J. Sixto/Irish Dawn E. Torres | 9 | 8 | 82 |  | lgths | BP | Bar, Steel, Deformed/Corrugated, 10mm | 0 | 0 | 07.22.2020 - Delivered DR# 1630-CNPR 12.15.2020 - Delivered DR# 2120-CNPR | Fully Delivered | Jun 23, 2020 | FR-103-2020
|  | 2020-06-03 |  | Ladies Dormitory | CENPRI Female Employees | SPE20-1309-CNPR | Iris J. Sixto/Irish Dawn E. Torres | 0 | 9 | 74 | Orig.: 37.00 lgths | lgths | G | Bar, Steel, Deformed/Corrugated, 12mm | 0 | 0 | 07.22.2020 - Delivered DR# 1630-CNPR 11.27.2020 - Delivered DR# 2084-CNPR | Fully Delivered | Jun 16, 2020 | FR-103-2020
|  | 2020-06-03 |  | Ladies Dormitory | CENPRI Female Employees | SPE20-1309-CNPR | Iris J. Sixto/Irish Dawn E. Torres | 0 | 10 | 70 |  | lgths | BO | Bar, Steel, Deformed/Corrugated, 8mm | 0 | 0 | 07.24.2020 - Delivered DR# 1629-CNPR 12.22.2020 - Delivered DR# 2190-CNPR | Fully Delivered | Jun 16, 2020 | FR-103-2020
|  | 2020-06-03 |  | Ladies Dormitory | CENPRI Female Employees | SPE20-1309-CNPR | Iris J. Sixto/Irish Dawn E. Torres | 0 | 11 | 1 | Orig.: 1.00 set | set | BX | Blade, Putty | 0 | 0 | 09.01.2020 - Delivered DR# 1781-CNPR | Fully Delivered | Jun 23, 2020 | FR-103-2020
|  | 2020-06-03 |  | Ladies Dormitory | CENPRI Female Employees | SPE20-1309-CNPR | Iris J. Sixto/Irish Dawn E. Torres | 0 | 12 | 32 |  | pcs | C | Block, Hallow, Concrete, 4" x 8" x 16" | 0 | 0 | 11.26.2020 - Delivered DR# 1773-CNPR | Fully Delivered | Jun 23, 2020 | FR-103-2020
|  | 2020-06-03 |  | Ladies Dormitory | CENPRI Female Employees | SPE20-1309-CNPR | Iris J. Sixto/Irish Dawn E. Torres | 0 | 13 | 8 | Orig.: 6.00 shts | shts | QD | Board, Hardiflex, 1/2" x 4 ft x 8 ft | 0 | 0 | 09.01.2020 - Delivered DR# 1788-CNPR 12.18.2020 - Delivered DR# 2161-CNPR | Fully Delivered | Jun 23, 2020 | FR-103-2020
|  | 2020-06-03 |  | Ladies Dormitory | CENPRI Female Employees | SPE20-1309-CNPR | Iris J. Sixto/Irish Dawn E. Torres | 0 | 14 | 2 |  | pcs | EN | Bowl, Toilet, with Tank | 0 | 0 | 09.24.2020 - Delivered DR# 1879-CNPR | Fully Delivered | Jul 7, 2020 | FR-103-2020
|  | 2020-06-03 |  | Ladies Dormitory | CENPRI Female Employees | SPE20-1309-CNPR | Iris J. Sixto/Irish Dawn E. Torres | 1 | 15 | 3 |  | pcs | AL | Brush, Paint, 2" | 0 | 0 | 07.16.2020 - Delivered DR# 1626-CNPR | Fully Delivered | Jun 23, 2020 | FR-103-2020
|  | 2020-06-03 |  | Ladies Dormitory | CENPRI Female Employees | SPE20-1309-CNPR | Iris J. Sixto/Irish Dawn E. Torres | 19 | 16 | 7 |  | pcs | AR | Brush, Roller, Refill, 4" | 0 | 0 | 07.16.2020 - Delivered DR# 1627-CNPR | Fully Delivered | Jun 23, 2020 | FR-103-2020
|  | 2020-06-03 |  | Ladies Dormitory | CENPRI Female Employees | SPE20-1309-CNPR | Iris J. Sixto/Irish Dawn E. Torres | 0 | 17 | 8 |  | pcs | AA | Brush, Steel | 0 | 0 | 07.21.2020 - Delivered DR# 1615-CNPR | Fully Delivered | Jun 23, 2020 | FR-103-2020
|  | 2020-06-03 |  | Ladies Dormitory | CENPRI Female Employees | SPE20-1309-CNPR | Iris J. Sixto/Irish Dawn E. Torres | 0 | 18 | 28 |  | pcs | A | Buckle, Turn, 16mm | 0 | 0 | 07.28.2020 - Delivered DR# 1655-CNPR | Fully Delivered | Jun 30, 2020 | FR-103-2020
|  | 2020-06-03 |  | Ladies Dormitory | CENPRI Female Employees | SPE20-1309-CNPR | Iris J. Sixto/Irish Dawn E. Torres | 0 | 19 | 35 |  | pcs | EN | C-Clamp, 1/2" | 0 | 0 | 09.11.2020 - Delivered DR# 1780-CNPR | Fully Delivered | Jul 7, 2020 | FR-103-2020
|  | 2020-06-03 |  | Ladies Dormitory | CENPRI Female Employees | SPE20-1309-CNPR | Iris J. Sixto/Irish Dawn E. Torres | 12 | 20 | 138 | Orig.: 69.00 bags Rev. 1: 69.00 bags Rev. 2: 69.00 bags | bags | EM | Cement, Portland | 0 | 0 | 07.22.2020 - Delivered DR# 1630-CNPR 12.04.2020 - Delivered DR# 2110-CNPR | Fully Delivered | Jun 16, 2020 | FR-103-2020
|  | 2020-06-03 |  | Ladies Dormitory | CENPRI Female Employees | SPE20-1309-CNPR | Iris J. Sixto/Irish Dawn E. Torres | 0 | 21 | 10 |  | kgs | A | Compound, Patching | 0 | 0 | 07.28.2020 - Delivered DR# 1655-CNPR | Fully Delivered | Jun 30, 2020 | FR-103-2020
|  | 2020-06-03 |  | Ladies Dormitory | CENPRI Female Employees | SPE20-1309-CNPR | Iris J. Sixto/Irish Dawn E. Torres | 0 | 22 | 5 |  | pcs | A | Coupling, PVC, 1/2" | 0 | 0 | 07.22.2020 - Delivered DR# 1632-CNPR | Fully Delivered | Jun 23, 2020 | FR-103-2020
|  | 2020-06-03 |  | Ladies Dormitory | CENPRI Female Employees | SPE20-1309-CNPR | Iris J. Sixto/Irish Dawn E. Torres | 0 | 23 | 2 |  | sets | TN | Curtain, Shower, with Rod (pvc plastic) | 0 | 0 | 01.08.2021 - Delivered DR# 2279-CNPR | Fully Delivered | Jul 14, 2020 | FR-103-2020
|  | 2020-06-03 |  | Ladies Dormitory | CENPRI Female Employees | SPE20-1309-CNPR | Iris J. Sixto/Irish Dawn E. Torres | 2 | 24 | 8 | Orig.: 8.00 pcs | pcs | BX | Disc, Cutting, 14" | 0 | 0 | 09.01.2020 - Delivered DR# 1781-CNPR | Fully Delivered | Jun 16, 2020 | FR-103-2020
|  | 2020-06-03 |  | Ladies Dormitory | CENPRI Female Employees | SPE20-1309-CNPR | Iris J. Sixto/Irish Dawn E. Torres | 61 | 25 | 7 |  | pcs | BB | Disc, Cutting, 4" | 0 | 0 | 07.22.2020 - Delivered DR# 1625-CNPR | Fully Delivered | Jun 16, 2020 | FR-103-2020
|  | 2020-06-03 |  | Ladies Dormitory | CENPRI Female Employees | SPE20-1309-CNPR | Iris J. Sixto/Irish Dawn E. Torres | 3 | 26 | 1 | Orig.: 1.00 pcs. | pc | CB | Disc, Cutting, Diamond, 4" | 0 | 0 | 08.11.2020 - Delivered DR# 1728-CNPR | Fully Delivered | Jun 23, 2020 | FR-103-2020
|  | 2020-06-03 |  | Ladies Dormitory | CENPRI Female Employees | SPE20-1309-CNPR | Iris J. Sixto/Irish Dawn E. Torres | 3 | 27 | 9 |  | sets | A | Door Knob | 0 | 0 | 12.19.2020 - Delivered DR# 2191-CNPR | Fully Delivered | Jul 14, 2020 | FR-103-2020
|  | 2020-06-03 |  | Ladies Dormitory | CENPRI Female Employees | SPE20-1309-CNPR | Iris J. Sixto/Irish Dawn E. Torres | 0 | 28 | 9 |  | sets | BT | Door, Flush, 2.10m x 0.90m | 0 | 0 | 12.22.2020 - Delivered DR# 2179-CNPR 01.12.2021 - Delivered DR# 2272-CNPR | Fully Delivered | Jun 30, 2020 | FR-103-2020
|  | 2020-06-03 |  | Ladies Dormitory | CENPRI Female Employees | SPE20-1309-CNPR | Iris J. Sixto/Irish Dawn E. Torres | 3 | 29 | 9 | Orig.: 5.00 sets | sets | QD | Door, Jamb, 2.10m x 0.90m | 0 | 0 | 09.01.2020 - Delivered DR# 1788-CNPR 12.18.2020 - Delivered DR# 2161-CNPR | Fully Delivered | Jun 23, 2020 | FR-103-2020
|  | 2020-06-03 |  | Ladies Dormitory | CENPRI Female Employees | SPE20-1309-CNPR | Iris J. Sixto/Irish Dawn E. Torres | 0 | 30 | 24 | Orig.: 24.00 pcs Rev. 1: 24.00 pcs | pcs | EN | Drawer lock | 0 | 0 | 10.01.2020 - Delivered DR# 1877-CNPR | Fully Delivered | Jul 7, 2020 | FR-103-2020
|  | 2020-06-03 |  | Ladies Dormitory | CENPRI Female Employees | SPE20-1309-CNPR | Iris J. Sixto/Irish Dawn E. Torres | 6 | 31 | 3 | Orig.: 3.00 box | box | A | Drill Bit, Metal, 1/8" | 0 | 0 | encode new PR superseded by PR No. SPE20-1371 08.08.20 | Cancelled | Jun 23, 2020 | FR-103-2020
|  | 2020-06-03 |  | Ladies Dormitory | CENPRI Female Employees | SPE20-1309-CNPR | Iris J. Sixto/Irish Dawn E. Torres | 0 | 32 | 1 |  | box | A | Drill Bit, Metal, 3/16" | 0 | 0 | 07.28.2020 - Delivered DR# 1655-CNPR | Fully Delivered | Jun 30, 2020 | FR-103-2020
|  | 2020-06-03 |  | Ladies Dormitory | CENPRI Female Employees | SPE20-1309-CNPR | Iris J. Sixto/Irish Dawn E. Torres | 0 | 33 | 2 |  | pcs | EN | Drill Bit, Metal, 6mm dia. | 0 | 0 | 09.24.2020 - Delivered DR# 1878-CNPR | Fully Delivered | Jul 7, 2020 | FR-103-2020
|  | 2020-06-03 |  | Ladies Dormitory | CENPRI Female Employees | SPE20-1309-CNPR | Iris J. Sixto/Irish Dawn E. Torres | 0 | 34 | 10 |  | pcs | A | Elbow, Plain, PVC, 90 deg, 1/2" | 0 | 0 | 07.22.2020 - Delivered DR# 1632-CNPR | Fully Delivered | Jun 23, 2020 | FR-103-2020
|  | 2020-06-03 |  | Ladies Dormitory | CENPRI Female Employees | SPE20-1309-CNPR | Iris J. Sixto/Irish Dawn E. Torres | 17 | 35 | 8 |  | pcs | A | Elbow, PVC, 90 deg, 2" | 0 | 0 | 07.22.2020 - Delivered DR# 1632-CNPR | Fully Delivered | Jun 23, 2020 | FR-103-2020
|  | 2020-06-03 |  | Ladies Dormitory | CENPRI Female Employees | SPE20-1309-CNPR | Iris J. Sixto/Irish Dawn E. Torres | 0 | 36 | 5 | Orig.: 5.00 pcs | pcs | A | Elbow, PVC, 90 deg, 4" | 0 | 0 | AOQ Done - For TE 01.01.70 | Pending | Jun 23, 2020 | FR-103-2020
|  | 2020-06-03 |  | Ladies Dormitory | CENPRI Female Employees | SPE20-1309-CNPR | Iris J. Sixto/Irish Dawn E. Torres | 0 | 37 | 7 |  | pcs | A | Elbow, Threaded, PVC, 90 deg x 1/2" dia. | 0 | 0 | 07.22.2020 - Delivered DR# 1632-CNPR | Fully Delivered | Jun 23, 2020 | FR-103-2020
|  | 2020-06-03 |  | Ladies Dormitory | CENPRI Female Employees | SPE20-1309-CNPR | Iris J. Sixto/Irish Dawn E. Torres | 19 | 38 | 10 |  | kgs | AO | Electrode, Welding, 1/8" x E6011 | 0 | 0 | Cancelled PO. Will issue PO per box 08.15.20 | Cancelled | Jun 23, 2020 | FR-103-2020
|  | 2020-06-03 |  | Ladies Dormitory | CENPRI Female Employees | SPE20-1309-CNPR | Iris J. Sixto/Irish Dawn E. Torres | 22 | 39 | 11 |  | kgs | AO | Electrode, Welding, 1/8" x E6013 | 0 | 0 | Cancelled PO. Will issue PO per box 08.15.20 | Cancelled | Jun 23, 2020 | FR-103-2020
|  | 2020-06-03 |  | Ladies Dormitory | CENPRI Female Employees | SPE20-1309-CNPR | Iris J. Sixto/Irish Dawn E. Torres | 0 | 40 | 1 | Orig.: 1.00 ltr | ltr | BX | Epoxy, Concrete | 0 | 0 | 09.01.2020 - Delivered DR# 1781-CNPR | Fully Delivered | Jun 30, 2020 | FR-103-2020
|  | 2020-06-03 |  | Ladies Dormitory | CENPRI Female Employees | SPE20-1309-CNPR | Iris J. Sixto/Irish Dawn E. Torres | 2 | 41 | 2 |  | tnks | QL | Extinguisher, Fire, 10 lbs, ABC Chemical | 0 | 0 | 01.11.2021 - Delivered DR# 2256-CNPR | Fully Delivered | Jul 14, 2020 | FR-103-2020
|  | 2020-06-03 |  | Ladies Dormitory | CENPRI Female Employees | SPE20-1309-CNPR | Iris J. Sixto/Irish Dawn E. Torres | 1 | 42 | 1 |  | tnk | XX | Extinguisher, Fire, 10 lbs, HCFC - 123 | 0 | 0 | 01.08.2021 - Delivered DR# 2255-CNPR | Fully Delivered | Jul 14, 2020 | FR-103-2020
|  | 2020-06-03 |  | Ladies Dormitory | CENPRI Female Employees | SPE20-1309-CNPR | Iris J. Sixto/Irish Dawn E. Torres | 0 | 43 | 1 |  | unit | D | Fan, Exhaust, Wall Mounted w/ Louvers, 32 Watts, 34cm x 34cm Diameter | 0 | 0 | Canvassing Ongoing | Pending | Jun 30, 2020 | FR-103-2020
|  | 2020-06-03 |  | Ladies Dormitory | CENPRI Female Employees | SPE20-1309-CNPR | Iris J. Sixto/Irish Dawn E. Torres | 0 | 44 | 5 |  | pcs | EN | Faucet, Water, Brass, 1/2" | 0 | 0 | 09.24.2020 - Delivered DR# 1878-CNPR | Fully Delivered | Jun 30, 2020 | FR-103-2020
|  | 2020-06-03 |  | Ladies Dormitory | CENPRI Female Employees | SPE20-1309-CNPR | Iris J. Sixto/Irish Dawn E. Torres | 0 | 45 | 2 |  | pcs | ZZ | Fire Alarm Bell, 24V, Conventional | 0 | 0 | 01.07.2021 - Delivered DR# 2239-CNPR | Fully Delivered | Jul 7, 2020 | FR-103-2020
|  | 2020-06-03 |  | Ladies Dormitory | CENPRI Female Employees | SPE20-1309-CNPR | Iris J. Sixto/Irish Dawn E. Torres | 0 | 46 | 1 | Orig.: 1.00 roll | roll | ZZ | Fire Alarm Cable, #16/4c and Smoke Detector Belden 4 core cable, 100mtrs/roll | 0 | 0 | 01.08.2021 - Delivered DR# 2251-CNPR | Fully Delivered | Jul 7, 2020 | FR-103-2020
|  | 2020-06-03 |  | Ladies Dormitory | CENPRI Female Employees | SPE20-1309-CNPR | Iris J. Sixto/Irish Dawn E. Torres | 0 | 47 | 38 |  | shts | D | Flashing, Box Type, 8" x 2" x 2" x 8" x 1" x 1" x 1" x 8 ft | 0 | 0 | Cancelled. End User will issue new PR for G. I. Plain Sheet and JO for Bending. 12.15.20 | Cancelled | Jun 30, 2020 | FR-103-2020
|  | 2020-06-03 |  | Ladies Dormitory | CENPRI Female Employees | SPE20-1309-CNPR | Iris J. Sixto/Irish Dawn E. Torres | 0 | 48 | 3 |  | sets | LM | Frame, Jalousie Window, High, 0.60m | 0 | 0 | 12.22.2020 - Delivered DR# 2193-CNPR | Fully Delivered | Jun 30, 2020 | FR-103-2020
|  | 2020-06-03 |  | Ladies Dormitory | CENPRI Female Employees | SPE20-1309-CNPR | Iris J. Sixto/Irish Dawn E. Torres | 0 | 49 | 14 |  | sets | LM | Frame, Jalousie Window, High, 1m | 0 | 0 | 12.22.2020 - Delivered DR# 2193-CNPR | Fully Delivered | Jun 30, 2020 | FR-103-2020
|  | 2020-06-03 |  | Ladies Dormitory | CENPRI Female Employees | SPE20-1309-CNPR | Iris J. Sixto/Irish Dawn E. Torres | 0 | 50 | 14 |  | schts | EN | Glue, Wood, 250g, (Brand: Stickwel) | 0 | 0 | 09.24.2020 - Delivered DR# 1878-CNPR | Fully Delivered | Jun 30, 2020 | FR-103-2020
|  | 2020-06-03 |  | Ladies Dormitory | CENPRI Female Employees | SPE20-1309-CNPR | Iris J. Sixto/Irish Dawn E. Torres | 0 | 51 | 12 |  | cu. mtr | C | Gravel 3/4 | 0 | 0 | 11.26.2020 - Delivered DR# 1773-CNPR | Fully Delivered | Jun 16, 2020 | FR-103-2020
|  | 2020-06-03 |  | Ladies Dormitory | CENPRI Female Employees | SPE20-1309-CNPR | Iris J. Sixto/Irish Dawn E. Torres | 0 | 52 | 1 | Orig.: 1.00 pack | pack | BX | Grout, Tile, Blue, 2kgs | 0 | 0 | 09.01.2020 - Delivered DR# 1781-CNPR | Fully Delivered | Jun 30, 2020 | FR-103-2020
|  | 2020-06-03 |  | Ladies Dormitory | CENPRI Female Employees | SPE20-1309-CNPR | Iris J. Sixto/Irish Dawn E. Torres | 0 | 53 | 1 |  | pc | FO | Hand Basin, Ceramic, with complete accessories | 0 | 0 | 01.12.2021 - Delivered DR# 2282-CNPR | Fully Delivered | Jul 7, 2020 | FR-103-2020
|  | 2020-06-03 |  | Ladies Dormitory | CENPRI Female Employees | SPE20-1309-CNPR | Iris J. Sixto/Irish Dawn E. Torres | 0 | 54 | 32 |  | pcs | A | Handle, Knob | 0 | 0 | 12.19.2020 - Delivered DR# 2191-CNPR | Fully Delivered | Jul 7, 2020 | FR-103-2020
|  | 2020-06-03 |  | Ladies Dormitory | CENPRI Female Employees | SPE20-1309-CNPR | Iris J. Sixto/Irish Dawn E. Torres | 0 | 55 | 24 | Orig.: 24.00 sets | sets | BX | Hinges, 1-1/2" x 2-1/2" | 0 | 0 | 09.01.2020 - Delivered DR# 1781-CNPR | Fully Delivered | Jun 30, 2020 | FR-103-2020
|  | 2020-06-03 |  | Ladies Dormitory | CENPRI Female Employees | SPE20-1309-CNPR | Iris J. Sixto/Irish Dawn E. Torres | 0 | 56 | 8 | Orig.: 8.00 sets | sets | BX | Hinges, 1-1/2" x 2" | 0 | 0 | 09.01.2020 - Delivered DR# 1781-CNPR | Fully Delivered | Jun 30, 2020 | FR-103-2020
|  | 2020-06-03 |  | Ladies Dormitory | CENPRI Female Employees | SPE20-1309-CNPR | Iris J. Sixto/Irish Dawn E. Torres | 0 | 57 | 4 | Orig.: 4.00 sets | sets | BX | Hinges, 2" x 3" | 0 | 0 | 09.01.2020 - Delivered DR# 1781-CNPR | Fully Delivered | Jun 30, 2020 | FR-103-2020
|  | 2020-06-03 |  | Ladies Dormitory | CENPRI Female Employees | SPE20-1309-CNPR | Iris J. Sixto/Irish Dawn E. Torres | 6 | 58 | 18 | Orig.: 18.00 sets | sets | BX | Hinges, 4" x 4" | 0 | 0 | 09.01.2020 - Delivered DR# 1781-CNPR | Fully Delivered | Jun 30, 2020 | FR-103-2020
|  | 2020-06-03 |  | Ladies Dormitory | CENPRI Female Employees | SPE20-1309-CNPR | Iris J. Sixto/Irish Dawn E. Torres | 0 | 59 | 1 | Orig.: 1.00 pc | pc | BX | Hole Saw, 2.5 cm dia. | 0 | 0 | 09.01.2020 - Delivered DR# 1781-CNPR | Fully Delivered | Jun 30, 2020 | FR-103-2020
|  | 2020-06-03 |  | Ladies Dormitory | CENPRI Female Employees | SPE20-1309-CNPR | Iris J. Sixto/Irish Dawn E. Torres | 0 | 60 | 1 | Orig.: 1.00 pc | pc | BX | Hole Saw, 4 cm dia. | 0 | 0 | 09.01.2020 - Delivered DR# 1781-CNPR | Fully Delivered | Jun 30, 2020 | FR-103-2020
|  | 2020-06-03 |  | Ladies Dormitory | CENPRI Female Employees | SPE20-1309-CNPR | Iris J. Sixto/Irish Dawn E. Torres | 0 | 61 | 154 |  | pcs | LM | Jalousie, Glass, Smoke Type, Long, 0.55cm | 0 | 0 | 12.23.2020 - Delivered DR# 2192-CNPR | Fully Delivered | Jul 7, 2020 | FR-103-2020
|  | 2020-06-03 |  | Ladies Dormitory | CENPRI Female Employees | SPE20-1309-CNPR | Iris J. Sixto/Irish Dawn E. Torres | 4 | 62 | 12 |  | pcs | F | Junction Box, PVC, Surface Type, 4", w/ Cover | 0 | 0 | 01.05.2021 - Delivered DR# 2235-CNPR | Fully Delivered | Jul 7, 2020 | FR-103-2020
|  | 2020-06-03 |  | Ladies Dormitory | CENPRI Female Employees | SPE20-1309-CNPR | Iris J. Sixto/Irish Dawn E. Torres | 0 | 63 | 36 | Orig.: 36.00 lgths | lgths | FX | Lumber, Good, S4S, 1" x 2' x 10 ft | 0 | 0 | 09.17.2020 - Delivered DR# 1808-CNPR | Fully Delivered | Jun 30, 2020 | FR-103-2020
|  | 2020-06-03 |  | Ladies Dormitory | CENPRI Female Employees | SPE20-1309-CNPR | Iris J. Sixto/Irish Dawn E. Torres | 0 | 64 | 10 |  | lgths | D | Lumber, S4S, 1" x 2" x 10ft | 0 | 0 | Canvassing Ongoing | Pending | Jun 30, 2020 | FR-103-2020
|  | 2020-06-03 |  | Ladies Dormitory | CENPRI Female Employees | SPE20-1309-CNPR | Iris J. Sixto/Irish Dawn E. Torres | 0 | 65 | 2 |  | pcs | CW | Manual Call Point, 24V, Conventional | 0 | 0 | 01.08.2021 - Delivered DR# 2261-CNPR | Fully Delivered | Jul 7, 2020 | FR-103-2020
|  | 2020-06-03 |  | Ladies Dormitory | CENPRI Female Employees | SPE20-1309-CNPR | Iris J. Sixto/Irish Dawn E. Torres | 0 | 66 | 36 |  | lgths | DG | Moulding, Lattice, 1/2" x 1" x 10 feet | 0 | 0 | 01.08.2021 - Delivered DR# 2261-CNPR |  | Jun 30, 2020 | FR-103-2020
|  | 2020-06-03 |  | Ladies Dormitory | CENPRI Female Employees | SPE20-1309-CNPR | Iris J. Sixto/Irish Dawn E. Torres | 0 | 67 | 1 | Orig.: 1.00 kg Rev. 1: 1.00 kg Rev. 2: 1.00 kg Rev. 3: 1.00 kg | kg | BX | Nails, Finishing, 1" | 0 | 0 | 12.18.2020 - Delivered DR# 2177-CNPR | Fully Delivered | Jun 30, 2020 | FR-103-2020
|  | 2020-06-03 |  | Ladies Dormitory | CENPRI Female Employees | SPE20-1309-CNPR | Iris J. Sixto/Irish Dawn E. Torres | 0 | 68 | 3 | Orig.: 3.00 kgs Rev. 1: 3.00 kgs Rev. 2: 3.00 kgs Rev. 3: 3.00 kgs | kgs | BX | Nails, Finishing, 2" | 0 | 0 | 12.18.2020 - Delivered DR# 2177-CNPR | Fully Delivered | Jun 30, 2020 | FR-103-2020
|  | 2020-06-03 |  | Ladies Dormitory | CENPRI Female Employees | SPE20-1309-CNPR | Iris J. Sixto/Irish Dawn E. Torres | 5 | 69 | 4 |  | cyls | AA | Oxygen | 0 | 0 | 07.25.2020 - Delivered DR# 1656-CNPR | Fully Delivered | Jun 30, 2020 | FR-103-2020
✓ |  | 2020-06-03 |  | Ladies Dormitory | CENPRI Female Employees | SPE20-1309-CNPR | Iris J. Sixto/Irish Dawn E. Torres | 0 | 70 | 26 | Orig.: 13.00 gals | gals | XB | Paint, Enamel, Flat Wall - UNSERVED 13 gals | 0 | 0 | -On Hold Date: 2021-02-23 01:37:20 -On Hold By: Jonah Benares | On-Hold | Jun 30, 2020 | FR-103-2020
|  | 2020-06-03 |  | Ladies Dormitory | CENPRI Female Employees | SPE20-1309-CNPR | Iris J. Sixto/Irish Dawn E. Torres | 0 | 71 | 4 |  | gals | D | Paint, Enamel, Gloss, Beige | 0 | 0 | Refer to PR No. SPE-022-2021 02.03.21 | Cancelled | Jul 7, 2020 | FR-103-2020
|  | 2020-06-03 |  | Ladies Dormitory | CENPRI Female Employees | SPE20-1309-CNPR | Iris J. Sixto/Irish Dawn E. Torres | 0 | 72 | 1 |  | gal | D | Paint, Enamel, Gloss, Mocha Brown | 0 | 0 | Canvassing Ongoing | Pending | Jul 7, 2020 | FR-103-2020
|  | 2020-06-03 |  | Ladies Dormitory | CENPRI Female Employees | SPE20-1309-CNPR | Iris J. Sixto/Irish Dawn E. Torres | 0 | 73 | 4 |  | gals | D | Paint, Enamel, Quick Dry, Peach | 0 | 0 | Canvassing Ongoing | Pending | Jul 7, 2020 | FR-103-2020
|  | 2020-06-03 |  | Ladies Dormitory | CENPRI Female Employees | SPE20-1309-CNPR | Iris J. Sixto/Irish Dawn E. Torres | 0 | 74 | 2 |  | gals | IY | Paint, Latex, Flat, White | 0 | 0 | For PO - AOQ Done (awarded) | Pending | Jun 30, 2020 | FR-103-2020
|  | 2020-06-03 |  | Ladies Dormitory | CENPRI Female Employees | SPE20-1309-CNPR | Iris J. Sixto/Irish Dawn E. Torres | 0 | 75 | 2 |  | gals | D | Paint, Latex, Gloss, White Sand (HH-5104 Boysen) | 0 | 0 | Canvassing Ongoing | Pending | Jul 7, 2020 | FR-103-2020
|  | 2020-06-03 |  | Ladies Dormitory | CENPRI Female Employees | SPE20-1309-CNPR | Iris J. Sixto/Irish Dawn E. Torres | 0 | 76 | 20 |  | gals | AB | Paint, Primer, Metal, Red Oxide, 4L/gal | 0 | 0 | 07.21.2020 - Delivered DR# 1634-CNPR 12.28.2020 - Delivered DR# 2221-CNPR | Fully Delivered | Jun 23, 2020 | FR-103-2020
|  | 2020-06-03 |  | Ladies Dormitory | CENPRI Female Employees | SPE20-1309-CNPR | Iris J. Sixto/Irish Dawn E. Torres | 0 | 77 | 3 |  | gals | D | Paint, Quik Dry, Enamel, Abode Caterpillar Yellow | 0 | 0 | Canvassing Ongoing | Pending | Jul 7, 2020 | FR-103-2020
|  | 2020-06-03 |  | Ladies Dormitory | CENPRI Female Employees | SPE20-1309-CNPR | Iris J. Sixto/Irish Dawn E. Torres | 0 | 78 | 3 |  | gals | D | Paint, Quik Dry, Enamel, Aqua Marine Blue | 0 | 0 | Canvassing Ongoing | Pending | Jul 7, 2020 | FR-103-2020
|  | 2020-06-03 |  | Ladies Dormitory | CENPRI Female Employees | SPE20-1309-CNPR | Iris J. Sixto/Irish Dawn E. Torres | 0 | 79 | 3 |  | gals | D | Paint, Quik Dry, Enamel, Beige | 0 | 0 | Canvassing Ongoing | Pending | Jul 7, 2020 | FR-103-2020
|  | 2020-06-03 |  | Ladies Dormitory | CENPRI Female Employees | SPE20-1309-CNPR | Iris J. Sixto/Irish Dawn E. Torres | 0 | 80 | 3 |  | gals | D | Paint, Quik Dry, Enamel, Bright Red | 0 | 0 | Canvassing Ongoing | Pending | Jul 7, 2020 | FR-103-2020
|  | 2020-06-03 |  | Ladies Dormitory | CENPRI Female Employees | SPE20-1309-CNPR | Iris J. Sixto/Irish Dawn E. Torres | 0 | 81 | 3 |  | gals | D | Paint, Quik Dry, Enamel, Caramel Brown | 0 | 0 | Canvassing Ongoing | Pending | Jul 7, 2020 | FR-103-2020
|  | 2020-06-03 |  | Ladies Dormitory | CENPRI Female Employees | SPE20-1309-CNPR | Iris J. Sixto/Irish Dawn E. Torres | 0 | 82 | 3 |  | gals | D | Paint, Quik Dry, Enamel, Orange | 0 | 0 | Canvassing Ongoing | Pending | Jul 7, 2020 | FR-103-2020
|  | 2020-06-03 |  | Ladies Dormitory | CENPRI Female Employees | SPE20-1309-CNPR | Iris J. Sixto/Irish Dawn E. Torres | 0 | 83 | 3 |  | gals | D | Paint, Quik Dry, Enamel, Pink | 0 | 0 | Canvassing Ongoing | Pending | Jul 7, 2020 | FR-103-2020
|  | 2020-06-03 |  | Ladies Dormitory | CENPRI Female Employees | SPE20-1309-CNPR | Iris J. Sixto/Irish Dawn E. Torres | 0 | 84 | 8 |  | pcs | ZZ | Photoelectric Smoke Detector, 24V, Conventional | 0 | 0 | 01.07.2021 - Delivered DR# 2239-CNPR | Fully Delivered | Jul 7, 2020 | FR-103-2020
|  | 2020-06-03 |  | Ladies Dormitory | CENPRI Female Employees | SPE20-1309-CNPR | Iris J. Sixto/Irish Dawn E. Torres | 0 | 85 | 1 |  | pcs | ZZ | Photoelectric Thermal (Heat) Detector, 24V, Conventional | 0 | 0 | 01.07.2021 - Delivered DR# 2239-CNPR | Fully Delivered | Jul 7, 2020 | FR-103-2020
|  | 2020-06-03 |  | Ladies Dormitory | CENPRI Female Employees | SPE20-1309-CNPR | Iris J. Sixto/Irish Dawn E. Torres | 0 | 86 | 10 |  | lgths | A | Pipe, PVC, 1/2" dia | 0 | 0 | 07.22.2020 - Delivered DR# 1632-CNPR | Fully Delivered | Jun 23, 2020 | FR-103-2020
|  | 2020-06-03 |  | Ladies Dormitory | CENPRI Female Employees | SPE20-1309-CNPR | Iris J. Sixto/Irish Dawn E. Torres | 0 | 87 | 15 |  | lgths | F | Pipe, PVC, 1/2" x 10' Color: Orange, Brand: Atlanta | 0 | 0 | 01.05.2021 - Delivered DR# 2236-CNPR | Fully Delivered | Jul 7, 2020 | FR-103-2020
|  | 2020-06-03 |  | Ladies Dormitory | CENPRI Female Employees | SPE20-1309-CNPR | Iris J. Sixto/Irish Dawn E. Torres | 0 | 88 | 11 |  | lgths | A | Pipe, PVC, 2" dia | 0 | 0 | 07.22.2020 - Delivered DR# 1632-CNPR | Fully Delivered | Jun 23, 2020 | FR-103-2020
|  | 2020-06-03 |  | Ladies Dormitory | CENPRI Female Employees | SPE20-1309-CNPR | Iris J. Sixto/Irish Dawn E. Torres | 0 | 89 | 16 |  | lgths | A | Pipe, PVC, 4" (Brand: Atlanta) | 0 | 0 | 07.22.2020 - Delivered DR# 1632-CNPR | Fully Delivered | Jun 23, 2020 | FR-103-2020
|  | 2020-06-03 |  | Ladies Dormitory | CENPRI Female Employees | SPE20-1309-CNPR | Iris J. Sixto/Irish Dawn E. Torres | 0 | 90 | 17 |  | shts | NH | Plyboard, 3/4" x 4 ft x 8 ft | 0 | 0 | 09.01.2020 - Delivered DR# 1788-CNPR 12.23.2020 - Delivered DR# 2229-CNPR | Fully Delivered | Jun 30, 2020 | FR-103-2020
|  | 2020-06-03 |  | Ladies Dormitory | CENPRI Female Employees | SPE20-1309-CNPR | Iris J. Sixto/Irish Dawn E. Torres | 0 | 91 | 29 |  | shts | PN | Plywood, Ordinary, 1/4" x 4 ft x 8 ft | 0 | 0 | 12.18.2020 - Delivered DR# 2177-CNPR 12.22.2020 - Delivered DR# 2211-CNPR 12.23.2020 - Delivered DR# 2226-CNPR | Fully Delivered | Jun 30, 2020 | FR-103-2020
|  | 2020-06-03 |  | Ladies Dormitory | CENPRI Female Employees | SPE20-1309-CNPR | Iris J. Sixto/Irish Dawn E. Torres | 1 | 92 | 1 |  | pc | A | P-Trap, Lavatory, 1-1/2" dia. with Strainer | 0 | 0 | 12.19.2020 - Delivered DR# 2191-CNPR | Fully Delivered | Jul 7, 2020 | FR-103-2020
|  | 2020-06-03 |  | Ladies Dormitory | CENPRI Female Employees | SPE20-1309-CNPR | Iris J. Sixto/Irish Dawn E. Torres | 2 | 93 | 2 | Orig.: 2.00 pcs Rev. 1: 2.00 pcs Rev. 2: 2.00 pcs Rev. 3: 2.00 pcs | pcs | BX | P-Trap, PVC, 2" | 0 | 0 | 12.18.2020 - Delivered DR# 2177-CNPR | Fully Delivered | Jun 30, 2020 | FR-103-2020
|  | 2020-06-03 |  | Ladies Dormitory | CENPRI Female Employees | SPE20-1309-CNPR | Iris J. Sixto/Irish Dawn E. Torres | 0 | 94 | 37 |  | lgths | G | Purlins, C, 1.2 mm, 2" x 3" x 20 ft | 0 | 0 | 07.24.2020 - Delivered DR# 1635-CNPR 09.11.2020 - Delivered DR# 1792-CNPR | Fully Delivered | Jun 23, 2020 | FR-103-2020
|  | 2020-06-03 |  | Ladies Dormitory | CENPRI Female Employees | SPE20-1309-CNPR | Iris J. Sixto/Irish Dawn E. Torres | 0 | 95 | 40 |  | lgths | G | Purlins, C, 1.2 mm, 2" x 4" x 20 ft | 0 | 0 | 07.24.2020 - Delivered DR# 1635-CNPR 09.11.2020 - Delivered DR# 1792-CNPR | Fully Delivered | Jun 16, 2020 | FR-103-2020
|  | 2020-06-03 |  | Ladies Dormitory | CENPRI Female Employees | SPE20-1309-CNPR | Iris J. Sixto/Irish Dawn E. Torres | 0 | 96 | 45 |  | lgths | G | Purlins, C, 1.2 mm, 2" x 6" x 20 ft | 0 | 0 | 07.24.2020 - Delivered DR# 1635-CNPR 09.11.2020 - Delivered DR# 1792-CNPR | Fully Delivered | Jun 16, 2020 | FR-103-2020
|  | 2020-06-03 |  | Ladies Dormitory | CENPRI Female Employees | SPE20-1309-CNPR | Iris J. Sixto/Irish Dawn E. Torres | 0 | 97 | 1 | Orig.: 1.00 bag | bag | BX | Putty, Masonry | 0 | 0 | 09.01.2020 - Delivered DR# 1781-CNPR | Fully Delivered | Jun 30, 2020 | FR-103-2020
|  | 2020-06-03 |  | Ladies Dormitory | CENPRI Female Employees | SPE20-1309-CNPR | Iris J. Sixto/Irish Dawn E. Torres | 0 | 98 | 4 | Orig.: 4.00 pcs | pcs | BX | Reducer, Tee, HDPE, 1" x 1/2" | 0 | 0 | 09.01.2020 - Delivered DR# 1781-CNPR | Fully Delivered | Jun 30, 2020 | FR-103-2020
|  | 2020-06-03 |  | Ladies Dormitory | CENPRI Female Employees | SPE20-1309-CNPR | Iris J. Sixto/Irish Dawn E. Torres | 12 | 99 | 1 |  | box | EN | Rivets, Long Blind, Aluminum, 1/8" x 3/4" | 0 | 0 | 09.24.2020 - Delivered DR# 1878-CNPR | Fully Delivered | Jun 30, 2020 | FR-103-2020
|  | 2020-06-03 |  | Ladies Dormitory | CENPRI Female Employees | SPE20-1309-CNPR | Iris J. Sixto/Irish Dawn E. Torres | 0 | 100 | 3 | Orig.: 3.00 box | box | BX | Rivets, Long, Blind, 1/8" x 3/4" | 0 | 0 | 09.01.2020 - Delivered DR# 1781-CNPR | Fully Delivered | Jun 30, 2020 | FR-103-2020
|  | 2020-06-03 |  | Ladies Dormitory | CENPRI Female Employees | SPE20-1309-CNPR | Iris J. Sixto/Irish Dawn E. Torres | 0 | 101 | 7 | Orig.: 7.00 gals | gals | CP | Roof Guard, Baguio Green (Brand: Boysen) - UNSERVED 2 gals | 0 | 0 | 09.16.2020 - Delivered DR# 1828-CNPR(5.00 gals) | Partially Delivered | Jun 30, 2020 | FR-103-2020
|  | 2020-06-03 |  | Ladies Dormitory | CENPRI Female Employees | SPE20-1309-CNPR | Iris J. Sixto/Irish Dawn E. Torres | 0 | 102 | 13 |  | cu. mtrs | C | Sand, Mixing | 0 | 0 | 11.26.2020 - Delivered DR# 1773-CNPR | Fully Delivered | Jun 16, 2020 | FR-103-2020
|  | 2020-06-03 |  | Ladies Dormitory | CENPRI Female Employees | SPE20-1309-CNPR | Iris J. Sixto/Irish Dawn E. Torres | 0 | 103 | 15 | Orig.: 15.00 shts | shts | BX | Sandpaper, G100 | 0 | 0 | 09.01.2020 - Delivered DR# 1781-CNPR | Fully Delivered | Jun 30, 2020 | FR-103-2020
|  | 2020-06-03 |  | Ladies Dormitory | CENPRI Female Employees | SPE20-1309-CNPR | Iris J. Sixto/Irish Dawn E. Torres | 25 | 104 | 70 |  | shts | ET | Sandpaper, G80 | 0 | 0 | 08.24.2020 - Delivered DR# 1761-CNPR | Fully Delivered | Jun 30, 2020 | FR-103-2020
|  | 2020-06-03 |  | Ladies Dormitory | CENPRI Female Employees | SPE20-1309-CNPR | Iris J. Sixto/Irish Dawn E. Torres | 0 | 105 | 10 | Orig.: 10.00 meters | lnr. mtrs | E | Screen, Nylon, 1.2 meter wide (for window screen) | 0 | 0 | 01.08.2021 - Delivered DR# 2271-CNPR | Fully Delivered | Jul 7, 2020 | FR-103-2020
|  | 2020-06-03 |  | Ladies Dormitory | CENPRI Female Employees | SPE20-1309-CNPR | Iris J. Sixto/Irish Dawn E. Torres | 0 | 106 | 35 |  | pcs | A | Screw, Metal, 1/4" | 0 | 0 | 12.28.2020 - Delivered DR# 2194-CNPR | Fully Delivered | Jul 7, 2020 | FR-103-2020
|  | 2020-06-03 |  | Ladies Dormitory | CENPRI Female Employees | SPE20-1309-CNPR | Iris J. Sixto/Irish Dawn E. Torres | 0 | 107 | 1 | Orig.: 1.00 gal | gal | BX | Sealant, Roof, (Brand: Vulcaseal) | 0 | 0 | 09.01.2020 - Delivered DR# 1781-CNPR | Fully Delivered | Jun 30, 2020 | FR-103-2020
|  | 2020-06-03 |  | Ladies Dormitory | CENPRI Female Employees | SPE20-1309-CNPR | Iris J. Sixto/Irish Dawn E. Torres | 0 | 108 | 31 |  | shts | DF | Sheet, GI, Corrugated, 8 ft x 80 cm x Gauge 0.4 | 0 | 0 | 10.01.2020 - Delivered DR# 1870-CNPR 12.15.2020 - Delivered DR# 2122-CNPR 12.23.2020 - Delivered DR# 2227-CNPR | Fully Delivered | Jun 23, 2020 | FR-103-2020
|  | 2020-06-03 |  | Ladies Dormitory | CENPRI Female Employees | SPE20-1309-CNPR | Iris J. Sixto/Irish Dawn E. Torres | 0 | 109 | 60 |  | shts | DF | Sheet, GI, Corrugated, 10 ft x 80 cm x Gauge 0.4 | 0 | 0 | 10.01.2020 - Delivered DR# 1870-CNPR 10.10.2020 - Delivered DR# 1940-CNPR 12.15.2020 - Delivered DR# 2122-CNPR | Fully Delivered | Jun 23, 2020 | FR-103-2020
|  | 2020-06-03 |  | Ladies Dormitory | CENPRI Female Employees | SPE20-1309-CNPR | Iris J. Sixto/Irish Dawn E. Torres | 0 | 110 | 31 |  | shts | DF | Sheet, GI, Corrugated, 12 ft x 80 cm x Gauge 0.4 | 0 | 0 | 10.01.2020 - Delivered DR# 1870-CNPR 10.10.2020 - Delivered DR# 1940-CNPR 12.15.2020 - Delivered DR# 2122-CNPR | Fully Delivered | Jun 23, 2020 | FR-103-2020
|  | 2020-06-03 |  | Ladies Dormitory | CENPRI Female Employees | SPE20-1309-CNPR | Iris J. Sixto/Irish Dawn E. Torres | 0 | 111 | 1 |  | sht | ER | Sheet, GI, Plain, 4 ft x 8 ft x Gauge 1.0 | 0 | 0 | 01.12.2021 - Delivered DR# 2274-CNPR | Fully Delivered | Jun 23, 2020 | FR-103-2020
|  | 2020-06-03 |  | Ladies Dormitory | CENPRI Female Employees | SPE20-1309-CNPR | Iris J. Sixto/Irish Dawn E. Torres | 0 | 112 | 2 |  | pcs | BX | Socket, Magnetic, 8mm | 0 | 0 | AOQ Done - For TE 01.01.70 | Pending | Jun 30, 2020 | FR-103-2020
|  | 2020-06-03 |  | Ladies Dormitory | CENPRI Female Employees | SPE20-1309-CNPR | Iris J. Sixto/Irish Dawn E. Torres | 0 | 113 | 4 |  | cans | MA | Solvent, PVC, 100 ml | 0 | 0 | 12.28.2020 - Delivered DR# 2209-CNPR | Fully Delivered | Jun 23, 2020 | FR-103-2020
|  | 2020-06-03 |  | Ladies Dormitory | CENPRI Female Employees | SPE20-1309-CNPR | Iris J. Sixto/Irish Dawn E. Torres | 0 | 114 | 6 |  | pc | A | Strainer, Floor Drain | 0 | 0 | 12.28.2020 - Delivered DR# 2194-CNPR | Fully Delivered | Jul 7, 2020 | FR-103-2020
|  | 2020-06-03 |  | Ladies Dormitory | CENPRI Female Employees | SPE20-1309-CNPR | Iris J. Sixto/Irish Dawn E. Torres | 1 | 115 | 5 |  | pcs | A | Tee, Reducer, PVC, 4" x 2" dia. | 0 | 0 | 07.22.2020 - Delivered DR# 1632-CNPR | Fully Delivered | Jun 23, 2020 | FR-103-2020
|  | 2020-06-03 |  | Ladies Dormitory | CENPRI Female Employees | SPE20-1309-CNPR | Iris J. Sixto/Irish Dawn E. Torres | 0 | 116 | 2 |  | pcs | A | Tee, Threaded, PVC, 1/2" | 0 | 0 | 07.22.2020 - Delivered DR# 1632-CNPR | Fully Delivered | Jun 23, 2020 | FR-103-2020
|  | 2020-06-03 |  | Ladies Dormitory | CENPRI Female Employees | SPE20-1309-CNPR | Iris J. Sixto/Irish Dawn E. Torres | 3 | 117 | 9 |  | gals | AE | Thinner, Paint | 0 | 0 | 07.16.2020 - Delivered DR# 1622-CNPR | Fully Delivered | Jun 23, 2020 | FR-103-2020
|  | 2020-06-03 |  | Ladies Dormitory | CENPRI Female Employees | SPE20-1309-CNPR | Iris J. Sixto/Irish Dawn E. Torres | 0 | 118 | 24 |  | kgs | A | Tie Wire, #16 | 0 | 0 |  | PO Issued | Jun 16, 2020 | FR-103-2020
|  | 2020-06-03 |  | Ladies Dormitory | CENPRI Female Employees | SPE20-1309-CNPR | Iris J. Sixto/Irish Dawn E. Torres | 0 | 119 | 5 | Orig.: 5.00 lgths | lgths | BX | Tile Trim, Blue | 0 | 0 | 09.01.2020 - Delivered DR# 1781-CNPR | Fully Delivered | Jun 30, 2020 | FR-103-2020
|  | 2020-06-03 |  | Ladies Dormitory | CENPRI Female Employees | SPE20-1309-CNPR | Iris J. Sixto/Irish Dawn E. Torres | 0 | 120 | 10 | Orig.: 10.00 lgths | lgths | BX | Tile Trim, White | 0 | 0 | 09.01.2020 - Delivered DR# 1781-CNPR | Fully Delivered | Jun 30, 2020 | FR-103-2020
|  | 2020-06-03 |  | Ladies Dormitory | CENPRI Female Employees | SPE20-1309-CNPR | Iris J. Sixto/Irish Dawn E. Torres | 0 | 121 | 130 |  | pcs | ID | Tile, Floor, 8" x 8", Sky Blue | 0 | 0 | 12.29.2020 - Delivered DR# 2206-CNPR 01.02.2021 - Delivered DR# 2249-CNPR | Fully Delivered | Jun 30, 2020 | FR-103-2020
|  | 2020-06-03 |  | Ladies Dormitory | CENPRI Female Employees | SPE20-1309-CNPR | Iris J. Sixto/Irish Dawn E. Torres | 0 | 122 | 200 |  | pcs | ID | Tiles, Floor, 12" x 12", Tulle White | 0 | 0 | 01.02.2021 - Delivered DR# 2207-CNPR 01.04.2021 - Delivered DR# 2250-CNPR | Fully Delivered | Jun 30, 2020 | FR-103-2020
|  | 2020-06-03 |  | Ladies Dormitory | CENPRI Female Employees | SPE20-1309-CNPR | Iris J. Sixto/Irish Dawn E. Torres | 0 | 123 | 60 |  | pcs | ID | Tiles, Wall, 12" x 12", Tulle White | 0 | 0 | 12.29.2020 - Delivered DR# 2206-CNPR 01.02.2021 - Delivered DR# 2249-CNPR | Fully Delivered | Jun 30, 2020 | FR-103-2020
|  | 2020-06-03 |  | Ladies Dormitory | CENPRI Female Employees | SPE20-1309-CNPR | Iris J. Sixto/Irish Dawn E. Torres | 0 | 124 | 50 | Orig.: 50.00 pcs Rev. 1: 50.00 pcs Rev. 2: 50.00 pcs Rev. 3: 50.00 pcs | pcs | BX | Tox w/ Screw, 1" long x 1/4" dia. | 0 | 0 | 12.18.2020 - Delivered DR# 2177-CNPR | Fully Delivered | Jun 30, 2020 | FR-103-2020
|  | 2020-06-03 |  | Ladies Dormitory | CENPRI Female Employees | SPE20-1309-CNPR | Iris J. Sixto/Irish Dawn E. Torres | 0 | 125 | 10 | Orig.: 10.00 lgths Rev. 1: 10.00 lgths | lgths | EN | Tube, Square, 2" x 2" x 20 ft, Guage 1.0 | 0 | 0 | 10.01.2020 - Delivered DR# 1877-CNPR | Fully Delivered | Jun 30, 2020 | FR-103-2020
|  | 2020-06-03 |  | Ladies Dormitory | CENPRI Female Employees | SPE20-1309-CNPR | Iris J. Sixto/Irish Dawn E. Torres | 0 | 126 | 3 |  | pcs | A | Valve, Angle, 1/2" x 1/2" | 0 | 0 | 12.22.2020 - Delivered DR# 2196-CNPR | Fully Delivered | Jul 7, 2020 | FR-103-2020
|  | 2020-06-03 |  | Ladies Dormitory | CENPRI Female Employees | SPE20-1309-CNPR | Iris J. Sixto/Irish Dawn E. Torres | 1 | 127 | 4 |  | pcs | A | Valve, Ball, PVC Type, 1/2" | 0 | 0 | 07.22.2020 - Delivered DR# 1632-CNPR | Fully Delivered | Jun 23, 2020 | FR-103-2020
|  | 2020-06-03 |  | Ladies Dormitory | CENPRI Female Employees | SPE20-1309-CNPR | Iris J. Sixto/Irish Dawn E. Torres | 0 | 128 | 1 |  | pc | A | Valve, Ball, Threaded, PVC, 1" dia | 0 | 0 | 07.22.2020 - Delivered DR# 1632-CNPR | Fully Delivered | Jun 23, 2020 | FR-103-2020
|  | 2020-06-03 |  | Ladies Dormitory | CENPRI Female Employees | SPE20-1309-CNPR | Iris J. Sixto/Irish Dawn E. Torres | 9 | 129 | 1 |  | pc | A | Valve, Shower, with Shower Head | 0 | 0 | 12.28.2020 - Delivered DR# 2194-CNPR | Fully Delivered | Jul 7, 2020 | FR-103-2020
|  | 2020-06-03 |  | Ladies Dormitory | CENPRI Female Employees | SPE20-1309-CNPR | Iris J. Sixto/Irish Dawn E. Torres | 18 | 130 | 3 |  | pcs | F | Tape, Vinyl, Electrical, Big | 0 | 0 | 01.05.2021 - Delivered DR# 2236-CNPR | Fully Delivered | Jul 7, 2020 | FR-103-2020
|  | 2020-06-03 |  | Ladies Dormitory | CENPRI Female Employees | SPE20-1309-CNPR | Iris J. Sixto/Irish Dawn E. Torres | 0 | 131 | 20 | Orig.: 16.00 lgths | lgths | QD | Wood Moulding, Quarter Round, 1/2" x 1/2" | 0 | 0 | 09.01.2020 - Delivered DR# 1781-CNPR 12.18.2020 - Delivered DR# 2161-CNPR | Fully Delivered | Jun 30, 2020 | FR-103-2020
|  | 2020-06-17 | Bacolod | Quarterly Cleaning and Maintenance of Tools and Equipment (3rd Quarter) | Tools and Equipment | WHC20-1310-CNPR | Stephen Jardinico | 4 | 1 | 3 |  | can/s | HF | Penetrating Oil, Multi-Use, WD40, 285mL | 0 | 0 | 09.08.2020 - Delivered DR# 1818-CNPR | Fully Delivered | Jul 13, 2020 | WHR-122-2020
|  | 2020-06-17 | Bacolod | Quarterly Cleaning and Maintenance of Tools and Equipment (3rd Quarter) | Tools and Equipment | WHC20-1310-CNPR | Stephen Jardinico | 14 | 2 | 10 |  | kg/s | BP | Rags, Cotton | 0 | 0 | 09.29.2020 - Delivered DR# 1892-CNPR 10.21.2020 - Delivered DR# 1955-CNPR | Fully Delivered | Jul 13, 2020 | WHR-122-2020
|  | 2020-06-17 | Bacolod | Quarterly Cleaning and Maintenance of Tools and Equipment (3rd Quarter) | Tools and Equipment | WHC20-1310-CNPR | Stephen Jardinico | 34 | 3 | 4 |  | pair/s | A | Gloves, Cotton | 0 | 0 |  | Fully Delivered | Jul 13, 2020 | WHR-122-2020
|  | 2020-06-17 | Bacolod | Quarterly Cleaning and Maintenance of Tools and Equipment (3rd Quarter) | Tools and Equipment | WHC20-1310-CNPR | Stephen Jardinico | 10 | 4 | 3 |  | pair/s | B | Gloves, Cotton, Rubberized | 0 | 0 |  | Fully Delivered | Jul 13, 2020 | WHR-122-2020
|  | 2020-06-17 | Bacolod | Quarterly Cleaning and Maintenance of Tools and Equipment (3rd Quarter) | Tools and Equipment | WHC20-1310-CNPR | Stephen Jardinico | 12 | 5 | 2 |  | roll/s | C | Tape, Vinyl, Electrical, Big, 8m length | 0 | 0 | 08.18.2020 - Delivered DR# 1736-CNPR | Fully Delivered | Jul 13, 2020 | WHR-122-2020
|  | 2020-06-17 | Bacolod | Quarterly Cleaning and Maintenance of Tools and Equipment (3rd Quarter) | Tools and Equipment | WHC20-1310-CNPR | Stephen Jardinico | 0 | 6 | 1 |  | pc/s | IM | Metal Maker - DALO Industrial Paint Marker , Color: White, Net Wt: 1oz | 0 | 0 | 08.22.2020 - Delivered DR# 1767-CNPR | Fully Delivered | Jul 13, 2020 | WHR-122-2020
|  | 2020-06-17 | Bacolod | Quarterly Cleaning and Maintenance of Tools and Equipment (3rd Quarter) | Tools and Equipment | WHC20-1310-CNPR | Stephen Jardinico | 1 | 7 | 1 |  | pc/s | E | Brush, Paint 4" | 0 | 0 | 08.18.2020 - Delivered DR# 1737-CNPR | Fully Delivered | Jul 13, 2020 | WHR-122-2020
|  | 2020-06-23 |  | Replacement Battery | Heavy Equipment - Forklift | WHR20-1311-CNPR | Donna Gellada | 0 | 1 | 1 |  | uint/s |  | Battery, 11 Plates, 305mm x 200mm x 174mm, 12 Volts Preferred Brand: Motolite ( N70/3SMF, Non-Maintenance Free ) | 0 | 0 | wrong entry 06.23.20 | Cancelled | Jun 23, 2020
|  | 2020-06-23 |  | Replacement Battery | Heavy Equipment - Forklift | WHR20-1311-CNPR | Donna Gellada | 0 | 10 | 0 |  |  |  |  | 0 | 0 | wrong entry 06.23.20 | Cancelled | Jun 23, 2020
|  | 2020-06-23 |  | Replacement Battery | Heavy Equipment - Forklift | WHR20-1311-CNPR | Donna Gellada | 0 | 11 | 0 |  |  |  |  | 0 | 0 | wrong entry 06.23.20 | Cancelled | Jun 23, 2020
|  | 2020-06-23 |  | Replacement Battery | Heavy Equipment - Forklift | WHR20-1311-CNPR | Donna Gellada | 0 | 14 | 0 |  |  |  |  | 0 | 0 | wrong entry 06.23.20 | Cancelled | Jun 23, 2020
|  | 2020-06-23 |  | Replacement Battery | Heavy Equipment - Forklift | WHR20-1311-CNPR | Donna Gellada | 0 | 16 | 0 |  |  |  |  | 0 | 0 | wrong entry 06.23.20 | Cancelled | Jun 23, 2020
|  | 2020-06-23 |  | Replacement Battery | Heavy Equipment - Forklift | WHR20-1311-CNPR | Donna Gellada | 0 | 17 | 0 |  |  |  |  | 0 | 0 | wrong entry 06.23.20 | Cancelled | Jun 23, 2020
|  | 2020-06-23 |  | Replacement Battery | Heavy Equipment - Forklift | WHR20-1311-CNPR | Donna Gellada | 0 | 19 | 0 |  |  |  |  | 0 | 0 | wrong entry 06.23.20 | Cancelled | Jun 23, 2020
|  | 2020-06-23 |  | Replacement Battery | Heavy Equipment - Forklift | WHR20-1311-CNPR | Donna Gellada | 0 | 20 | 0 |  |  |  |  | 0 | 0 | wrong entry 06.23.20 | Cancelled | Jun 23, 2020
|  | 2020-06-23 |  | Replacement Battery | Heavy Equipment - Forklift | WHR20-1311-CNPR | Donna Gellada | 0 | 25 | 0 |  |  |  | Provide one copy each for Purchasing (Site & Bacolod office) | 0 | 0 | wrong entry 06.23.20 | Cancelled | Jun 23, 2020
|  | 2020-06-23 |  | Replacement Battery | Heavy Equipment - Forklift | WHR20-1311-CNPR | Donna Gellada | 0 | 26 | 0 |  |  |  | Provide one copy for Managers (Request approved by) | 0 | 0 | wrong entry 06.23.20 | Cancelled | Jun 23, 2020
|  | 2020-06-23 |  | Replacement Battery | Heavy Equipment - Forklift | WHR20-1312-CNPR | Donna Gellada | 0 | 1 | 1 |  | uint/s | A | Battery, 11 Plates, 305mm x 200mm x 174mm, 12 Volts Preferred Brand: Motolite ( N70/3SMF, Non-Maintenance Free ) | 0 | 0 | 06.25.2020 - Delivered DR# 1574-CNPR | Fully Delivered | Jun 23, 2020 | WHR-128-2020
|  | 2020-06-23 |  | Refuel for Heavy Equipment | Heavy Equipment - Forklift | WHR20-1313-CNPR | Donna Gellada | 0 | 1 | 40 |  | ltr/s | A | Diesel | 0 | 0 |  | PO Issued (40.00 ltr/s) | Jun 26, 2020 | WHR-127-2020
|  | 2020-06-29 |  | For Electrical Housekeeping | Switchgear Room | EIC20-1314-CNPR | Vency Cababat | 0 | 1 | 1 |  | unit | A | Mop with squeezer | 0 | 0 | 07.07.2020 - Delivered DR# 1582-CNPR | Fully Delivered | Jun 29, 2020
|  | 2020-06-22 |  | Replacement of Corroded Mounting Bolts at Cooling Tower Fan Motor | DG Units 1, 3, 4 and 5 and 2 | OPE20-1315-CNPR | Godfrey S. E. Samano | 0 | 1 | 20 |  | sets | B | Bolt, Stainless Steel, w/ lock washer, M14 x 40mm x 2.0 Pitch | 0 | 0 | 08.24.2020 - Delivered DR# 1677-CNPR | Fully Delivered | Jun 29, 2020 | PR-129-2020
|  | 2020-06-23 | Manila/Bacolod | EIC Consumables | EIC | EIC20-1316-CNPR | Kennah Sasamoto | 17 | 1 | 5 |  | kgs. | CH | Cotton rags | 0 | 0 | 01.15.2021 - Delivered DR# 2278-CNPR | Fully Delivered | Jul 2, 2020 | PR-130-2020
|  | 2020-06-23 | Manila/Bacolod | EIC Consumables | EIC | EIC20-1316-CNPR | Kennah Sasamoto | 4 | 2 | 1 |  | can | B | WD40 Multi-purpose | 0 | 0 | 07.11.2020 - Delivered DR# 1601-CNPR | Fully Delivered | Jul 2, 2020 | PR-130-2020
|  | 2020-06-23 | Manila/Bacolod | EIC Consumables | EIC | EIC20-1316-CNPR | Kennah Sasamoto | 1 | 3 | 2 |  | cans | C | Contact cleaner | 0 | 0 | 07.30.2020 - Delivered DR# 1670-CNPR | Fully Delivered | Jul 2, 2020 | PR-130-2020
|  | 2020-06-23 | Manila/Bacolod | EIC Consumables | EIC | EIC20-1316-CNPR | Kennah Sasamoto | 0 | 4 | 1 |  | can | BH | Soldering paste | 0 | 0 | 09.22.2020 - Delivered DR# 1865-CNPR | Fully Delivered | Jul 2, 2020 | PR-130-2020
|  | 2020-06-23 | Manila/Bacolod | EIC Consumables | EIC | EIC20-1316-CNPR | Kennah Sasamoto | 0 | 5 | 1 |  | spool | BH | Soldering lead 60/40 | 0 | 0 | 09.22.2020 - Delivered DR# 1865-CNPR | Fully Delivered | Jul 2, 2020 | PR-130-2020
|  | 2020-06-23 | Manila/Bacolod | EIC Consumables | EIC | EIC20-1316-CNPR | Kennah Sasamoto | 1 | 6 | 3 |  | pcs. | J | loctite 401 | 0 | 0 | 07.24.2020 - Delivered DR# 1662-CNPR | Fully Delivered | Jul 2, 2020 | PR-130-2020
|  | 2020-06-23 | Manila/Bacolod | EIC Consumables | EIC | EIC20-1316-CNPR | Kennah Sasamoto | 10 | 7 | 2 |  | tubes | S | Silicone sealant | 0 | 0 | 07.30.2020 - Delivered DR# 1669-CNPR | Fully Delivered | Jul 2, 2020 | PR-130-2020
|  | 2020-06-23 | Manila/Bacolod | EIC Consumables | EIC | EIC20-1316-CNPR | Kennah Sasamoto | 4 | 8 | 4 |  | pcs. | D | Battery AAA | 0 | 0 | 07.11.2020 - Delivered DR# 1602-CNPR | Fully Delivered | Jul 2, 2020 | PR-130-2020
|  | 2020-06-23 | Manila/Bacolod | EIC Consumables | EIC | EIC20-1316-CNPR | Kennah Sasamoto | 0 | 9 | 1 |  | tube |  | Gasket Maker, Red RTV, High Temp. | 0 | 0 | For RFQ | Pending | Jul 2, 2020 | PR-130-2020
|  | 2020-06-23 | Manila/Bacolod | EIC Consumables | EIC | EIC20-1316-CNPR | Kennah Sasamoto | 0 | 10 | 3 |  | cartridge |  | Brady wire marker tape, Black on Yellow 3/4" Ninyl 19.1mm, Part Number: M21-750-595-YL, for BMP21-PLUS | 0 | 0 | For RFQ | Pending | Jul 2, 2020 | PR-130-2020
|  | 2020-06-23 | Manila/Bacolod | EIC Consumables | EIC | EIC20-1316-CNPR | Kennah Sasamoto | 1 | 11 | 3 |  | bottles | AC | Denatured alcohol (330ml/bot) | 0 | 0 | 10.10.2020 - Delivered DR# 1916-CNPR | Fully Delivered | Jul 8, 2020 | PR-130-2020
|  | 2020-06-23 | Manila/Bacolod | EIC Consumables | EIC | EIC20-1316-CNPR | Kennah Sasamoto | 8 | 12 | 4 |  | quarts | E | Distilled water | 0 | 0 | 07.11.2020 - Delivered DR# 1605-CNPR | Fully Delivered | Jul 8, 2020 | PR-130-2020
|  | 2020-06-23 | Manila/Bacolod | EIC Consumables | EIC | EIC20-1316-CNPR | Kennah Sasamoto | 1 | 13 | 1 |  | piece | F | Battery 9 Volts | 0 | 0 | 07.11.2020 - Delivered DR# 1600-CNPR | Fully Delivered | Jul 8, 2020 | PR-130-2020
|  | 2020-06-23 | Manila/Bacolod | EIC Consumables | EIC | EIC20-1316-CNPR | Kennah Sasamoto | 7 | 14 | 4 |  | pieces | G | Battery AA | 0 | 0 | 07.14.2020 - Delivered DR# 1603-CNPR | Fully Delivered | Jul 8, 2020 | PR-130-2020
|  | 2020-06-23 | Manila/Bacolod | EIC Consumables | EIC | EIC20-1316-CNPR | Kennah Sasamoto | 1 | 15 | 1 |  | piece | M | Broom | 0 | 0 | 08.11.2020 - Delivered DR# 1717-CNPR | Fully Delivered | Jul 8, 2020 | PR-130-2020
|  | 2020-06-23 | Manila/Bacolod | EIC Consumables | EIC | EIC20-1316-CNPR | Kennah Sasamoto | 16 | 16 | 5 |  | rolls | H | Vinyl electrical tape (Big), brand: armak | 0 | 0 | 07.15.2020 - Delivered DR# 1599-CNPR | Fully Delivered | Jul 13, 2020 | PR-130-2020
|  | 2020-06-23 | Manila/Bacolod | EIC Consumables | EIC | EIC20-1316-CNPR | Kennah Sasamoto | 1 | 17 | 1 |  | liter | I | Liquid soap | 0 | 0 | 09.29.2020 - Delivered DR# 1886-CNPR | Fully Delivered | Jul 13, 2020 | PR-130-2020
|  | 2020-06-23 |  | For PPE's Safety Shoes Women's 2020 Issuance | Plant Personnel | HAS20-1317-CNPR | Ricky D. Madeja | 0 | 1 | 2 |  | Pairs |  | Size 35 Lowcut Ladies Safety Shoes | 0 | 0 | For RFQ | Pending | Jul 26, 2020 | HR-134-2020
|  | 2020-06-23 |  | For PPE's Safety Shoes Women's 2020 Issuance | Plant Personnel | HAS20-1317-CNPR | Ricky D. Madeja | 0 | 2 | 5 |  | Pairs |  | Size 36 Lowcut Ladies Safety Shoes | 0 | 0 | For RFQ | Pending | Jul 26, 2020 | HR-134-2020
|  | 2020-06-23 |  | For PPE's Safety Shoes Women's 2020 Issuance | Plant Personnel | HAS20-1317-CNPR | Ricky D. Madeja | 0 | 3 | 4 |  | Pairs |  | Size 37 Lowcut ladies Safety Shoes | 0 | 0 | For RFQ | Pending | Jul 26, 2020 | HR-134-2020
|  | 2020-06-23 |  | For PPE's Safety Shoes Women's 2020 Issuance | Plant Personnel | HAS20-1317-CNPR | Ricky D. Madeja | 0 | 4 | 1 |  | Pairs |  | Size 39 Lowcut ladies Safety Shoes | 0 | 0 | For RFQ | Pending | Jul 26, 2020 | HR-134-2020
|  | 2020-06-23 |  | For PPE's Safety Shoes Women's 2020 Issuance | Plant Personnel | HAS20-1317-CNPR | Ricky D. Madeja | 0 | 5 | 3 |  | Pairs |  | Size 40 Lowcut Ladies Safety Shoes | 0 | 0 | For RFQ | Pending | Jul 26, 2020 | HR-134-2020
|  | 2020-06-23 |  | For PPE's Safety Shoes Women's 2020 Issuance | Plant Personnel | HAS20-1317-CNPR | Ricky D. Madeja | 0 | 6 | 2 |  | Pairs |  | Size 41 Lowcut Ladies Safety Shoes | 0 | 0 | For RFQ | Pending | Jul 26, 2020 | HR-134-2020
|  | 2020-06-23 |  | For PPE's Safety Shoes Men's 2020 Issuance | Plant Personnel | HAS20-1318-CNPR | Ricky D. Madeja | 0 | 1 | 3 |  | Pairs |  | Size 39 Mens High Cut Safety Shoes | 0 | 0 | For RFQ | Pending | Jul 26, 2020 | HR-135-2020
|  | 2020-06-23 |  | For PPE's Safety Shoes Men's 2020 Issuance | Plant Personnel | HAS20-1318-CNPR | Ricky D. Madeja | 0 | 2 | 10 |  | Pairs |  | Size 40 Mens High Cut Safety Shoes | 0 | 0 | For RFQ | Pending | Jul 26, 2020 | HR-135-2020
|  | 2020-06-23 |  | For PPE's Safety Shoes Men's 2020 Issuance | Plant Personnel | HAS20-1318-CNPR | Ricky D. Madeja | 0 | 3 | 14 |  | Pairs |  | Size 41 Mens High Cut Safety Shoes | 0 | 0 | For RFQ | Pending | Jul 26, 2020 | HR-135-2020
|  | 2020-06-23 |  | For PPE's Safety Shoes Men's 2020 Issuance | Plant Personnel | HAS20-1318-CNPR | Ricky D. Madeja | 0 | 4 | 8 |  | Pairs |  | Size 42 Mens High Cut Safety Shoes | 0 | 0 | For RFQ | Pending | Jul 26, 2020 | HR-135-2020
|  | 2020-06-23 |  | For PPE's Safety Shoes Men's 2020 Issuance | Plant Personnel | HAS20-1318-CNPR | Ricky D. Madeja | 0 | 5 | 8 |  | Pairs |  | Size 43 Mens High Cut Safety Shoes | 0 | 0 | For RFQ | Pending | Jul 26, 2020 | HR-135-2020
|  | 2020-06-23 |  | For PPE's Safety Shoes Men's 2020 Issuance | Plant Personnel | HAS20-1318-CNPR | Ricky D. Madeja | 0 | 6 | 1 |  | Pairs |  | Size 44 Mens High Cut Safety Shoes | 0 | 0 | For RFQ | Pending | Jul 26, 2020 | HR-135-2020
|  | 2020-06-23 |  | For PPE's Safety Shoes Men's 2020 Issuance | Plant Personnel | HAS20-1318-CNPR | Ricky D. Madeja | 0 | 7 | 2 |  | Pairs |  | Size 45 Mens High Cut Safety Shoes | 0 | 0 | For RFQ | Pending | Jul 26, 2020 | HR-135-2020
|  | 2020-06-23 |  | For PPE's Safety Shoes Men's 2020 Issuance | Plant Personnel | HAS20-1318-CNPR | Ricky D. Madeja | 0 | 8 | 1 |  | Pairs |  | Size 46 Mens High Cut Safety Shoes | 0 | 0 | For RFQ | Pending | Jul 26, 2020 | HR-135-2020
|  | 2020-06-25 | Manila/Bacolod | Replacement of Gutter at Auxiliary Area | Powerhouse Building Auxiliary Area | SPE20-1319-CNPR | Iris Sixto / Irish Dawn E. Torres | 0 | 1 | 72 |  | lnr. mtrs |  | Panel, Roof, Rib Deck, 1.2m x 1.5m x 0.6mm | 0 | 0 | For RFQ | Pending | Jul 13, 2020 | FR-137-2020
|  | 2020-06-25 | Manila/Bacolod | Replacement of Gutter at Auxiliary Area | Powerhouse Building Auxiliary Area | SPE20-1319-CNPR | Iris Sixto / Irish Dawn E. Torres | 0 | 2 | 22 |  | shts |  | Sheet, Stainless Steel, Plain, 4 ft x 8 ft x 0.5mm (For Bending) | 0 | 0 | For RFQ | Pending | Jul 13, 2020 | FR-137-2020
|  | 2020-06-25 | Manila/Bacolod | Replacement of Gutter at Auxiliary Area | Powerhouse Building Auxiliary Area | SPE20-1319-CNPR | Iris Sixto / Irish Dawn E. Torres | 549 | 3 | 650 |  | pcs |  | Screw, Self Drilling, 8mm x 2" (Tek Screw) | 0 | 0 | For RFQ | Pending | Jul 13, 2020 | FR-137-2020
|  | 2020-06-25 | Manila/Bacolod | Replacement of Gutter at Auxiliary Area | Powerhouse Building Auxiliary Area | SPE20-1319-CNPR | Iris Sixto / Irish Dawn E. Torres | 7 | 4 | 2 |  | bxs |  | Rivets, Long, Blind, 1/8" x 1/2" | 0 | 0 | For RFQ | Pending | Jul 13, 2020 | FR-137-2020
|  | 2020-06-25 | Manila/Bacolod | Replacement of Gutter at Auxiliary Area | Powerhouse Building Auxiliary Area | SPE20-1319-CNPR | Iris Sixto / Irish Dawn E. Torres | 0 | 5 | 20 |  | pcs |  | Drill Bit, Metal, 1/8" | 0 | 0 | For RFQ | Pending | Jul 13, 2020 | FR-137-2020
|  | 2020-06-25 | Manila/Bacolod | Replacement of Gutter at Auxiliary Area | Powerhouse Building Auxiliary Area | SPE20-1319-CNPR | Iris Sixto / Irish Dawn E. Torres | 0 | 6 | 8 |  | tubes |  | Sealant, Silicon, Stainless Steel, Flex 310m | 0 | 0 | For RFQ | Pending | Jul 13, 2020 | FR-137-2020
|  | 2020-06-25 | Manila/Bacolod | Replacement of Gutter at Auxiliary Area | Powerhouse Building Auxiliary Area | SPE20-1319-CNPR | Iris Sixto / Irish Dawn E. Torres | 0 | 7 | 6 |  | pchs |  | Sealant, Roof, 75ml (Brand: Vulcaseal) | 0 | 0 | For RFQ | Pending | Jul 13, 2020 | FR-137-2020
|  | 2020-06-25 | Manila/Bacolod | Replacement of Gutter at Auxiliary Area | Powerhouse Building Auxiliary Area | SPE20-1319-CNPR | Iris Sixto / Irish Dawn E. Torres | 0 | 8 | 2 |  | bxs |  | Disc, Cutting, Super Thin, 4" x 0.040" x 5/8" | 0 | 0 | For RFQ | Pending | Jul 13, 2020 | FR-137-2020
|  | 2020-06-25 | Manila/Bacolod | Replacement of Gutter at Auxiliary Area | Powerhouse Building Auxiliary Area | SPE20-1319-CNPR | Iris Sixto / Irish Dawn E. Torres | 4 | 9 | 2 |  | kgs |  | Electrode, Welding, 1/8" x E6011 | 0 | 0 | For RFQ | Pending | Jul 13, 2020 | FR-137-2020
|  | 2020-06-25 | Manila/Bacolod | Replacement of Gutter at Auxiliary Area | Powerhouse Building Auxiliary Area | SPE20-1319-CNPR | Iris Sixto / Irish Dawn E. Torres | 5 | 10 | 1 |  | gal |  | Thinner, Paint | 0 | 0 | For RFQ | Pending | Jul 13, 2020 | FR-137-2020
|  | 2020-06-25 | Manila/Bacolod | Replacement of Gutter at Auxiliary Area | Powerhouse Building Auxiliary Area | SPE20-1319-CNPR | Iris Sixto / Irish Dawn E. Torres | 0 | 11 | 2 |  | gals |  | Paint, Primer, Metal, Red Oxide, 4L/gal | 0 | 0 | For RFQ | Pending | Jul 13, 2020 | FR-137-2020
|  | 2020-06-25 | Manila/Bacolod | Replacement of Gutter at Auxiliary Area | Powerhouse Building Auxiliary Area | SPE20-1319-CNPR | Iris Sixto / Irish Dawn E. Torres | 6 | 12 | 1 |  | pcs |  | Brush, Paint, 2" | 0 | 0 | For RFQ | Pending | Jul 13, 2020 | FR-137-2020
|  | 2020-06-25 | Manila/Bacolod | Replacement of Gutter at Auxiliary Area | Powerhouse Building Auxiliary Area | SPE20-1319-CNPR | Iris Sixto / Irish Dawn E. Torres | 26 | 13 | 2 |  | pcs |  | Brush, Roller, Refill, 4" | 0 | 0 | For RFQ | Pending | Jul 13, 2020 | FR-137-2020
|  | 2020-06-25 | Manila/Bacolod | Replacement of Gutter at Auxiliary Area | Powerhouse Building Auxiliary Area | SPE20-1319-CNPR | Iris Sixto / Irish Dawn E. Torres | 0 | 14 | 6 |  | shts |  | Sandpaper, G100 | 0 | 0 | For RFQ | Pending | Jul 13, 2020 | FR-137-2020
|  | 2020-06-25 | Manila/Bacolod | Admin Office and SCADA Room Sound Barrier - Side Wall Extension | Powerhouse Building Admin and SCADA Room | SPE20-1320-CNPR | Iris Sixto / Irish Dawn E. Torres | 0 | 1 | 283 |  | pcs |  | Block, Hallow, Concrete, 6" x 8" x 16" | 0 | 0 | For RFQ | Pending | Jul 13, 2020 | FR-138-2020
|  | 2020-06-25 | Manila/Bacolod | Admin Office and SCADA Room Sound Barrier - Side Wall Extension | Powerhouse Building Admin and SCADA Room | SPE20-1320-CNPR | Iris Sixto / Irish Dawn E. Torres | 2 | 2 | 25 |  | bags |  | Cement, Portland | 0 | 0 | For RFQ | Pending | Jul 13, 2020 | FR-138-2020
|  | 2020-06-25 | Manila/Bacolod | Admin Office and SCADA Room Sound Barrier - Side Wall Extension | Powerhouse Building Admin and SCADA Room | SPE20-1320-CNPR | Iris Sixto / Irish Dawn E. Torres | 0 | 3 | 6 |  | cu. mtrs |  | Sand, Mixing | 0 | 0 | For RFQ | Pending | Jul 13, 2020 | FR-138-2020
|  | 2020-06-25 | Manila/Bacolod | Admin Office and SCADA Room Sound Barrier - Side Wall Extension | Powerhouse Building Admin and SCADA Room | SPE20-1320-CNPR | Iris Sixto / Irish Dawn E. Torres | 9 | 4 | 20 |  | lgths |  | Bar, Steel, Deformed/Corrugated, 10mm | 0 | 0 | For RFQ | Pending | Jul 13, 2020 | FR-138-2020
|  | 2020-06-25 | Manila/Bacolod | Admin Office and SCADA Room Sound Barrier - Side Wall Extension | Powerhouse Building Admin and SCADA Room | SPE20-1320-CNPR | Iris Sixto / Irish Dawn E. Torres | 0 | 5 | 4 |  | kgs |  | Tie Wire # 16 | 0 | 0 | For RFQ | Pending | Jul 13, 2020 | FR-138-2020
|  | 2020-06-25 | Manila/Bacolod | Admin Office and SCADA Room Sound Barrier - Side Wall Extension | Powerhouse Building Admin and SCADA Room | SPE20-1320-CNPR | Iris Sixto / Irish Dawn E. Torres | 0 | 6 | 2 |  | mtrs |  | Nylone screen (fine for sand straining) | 0 | 0 | For RFQ | Pending | Jul 13, 2020 | FR-138-2020
|  | 2020-06-25 | Manila/Bacolod | Admin Office and SCADA Room Sound Barrier - Side Wall Extension | Powerhouse Building Admin and SCADA Room | SPE20-1320-CNPR | Iris Sixto / Irish Dawn E. Torres | 0 | 7 | 4 |  | kgs |  | Nail, Common, 4" | 0 | 0 | For RFQ | Pending | Jul 13, 2020 | FR-138-2020
|  | 2020-06-25 | Manila/Bacolod | Admin Office and SCADA Room Sound Barrier - Side Wall Extension | Powerhouse Building Admin and SCADA Room | SPE20-1320-CNPR | Iris Sixto / Irish Dawn E. Torres | 5 | 8 | 1 |  | kgs |  | Nail, Common, 2-1/2" | 0 | 0 | For RFQ | Pending | Jul 13, 2020 | FR-138-2020
|  | 2020-06-25 | Manila/Bacolod | Admin Office and SCADA Room Sound Barrier - Side Wall Extension | Powerhouse Building Admin and SCADA Room | SPE20-1320-CNPR | Iris Sixto / Irish Dawn E. Torres | 0 | 9 | 2 |  | kgs |  | Nail, Common, 1-1/2" | 0 | 0 | For RFQ | Pending | Jul 13, 2020 | FR-138-2020
|  | 2020-06-25 | Manila/Bacolod | Admin Office and SCADA Room Sound Barrier - Side Wall Extension | Powerhouse Building Admin and SCADA Room | SPE20-1320-CNPR | Iris Sixto / Irish Dawn E. Torres | 0 | 10 | 1 |  | kgs |  | Nail, Concrete, 3" | 0 | 0 | For RFQ | Pending | Jul 13, 2020 | FR-138-2020
|  | 2020-06-25 | Manila/Bacolod | Admin Office and SCADA Room Sound Barrier - Side Wall Extension | Powerhouse Building Admin and SCADA Room | SPE20-1320-CNPR | Iris Sixto / Irish Dawn E. Torres | 25 | 11 | 10 |  | shts |  | Sandpaper, G80 | 0 | 0 | For RFQ | Pending | Jul 13, 2020 | FR-138-2020
|  | 2020-06-25 | Manila/Bacolod | Admin Office and SCADA Room Sound Barrier - Side Wall Extension | Powerhouse Building Admin and SCADA Room | SPE20-1320-CNPR | Iris Sixto / Irish Dawn E. Torres | 0 | 12 | 3 |  | sets |  | Putty Blade | 0 | 0 | For RFQ | Pending | Jul 13, 2020 | FR-138-2020
|  | 2020-06-25 | Manila/Bacolod | Admin Office and SCADA Room Sound Barrier - Side Wall Extension | Powerhouse Building Admin and SCADA Room | SPE20-1320-CNPR | Iris Sixto / Irish Dawn E. Torres | 2 | 13 | 2 |  | bags |  | Paint, Skim Coat, 20 kgs, Brand: Davies | 0 | 0 | For RFQ | Pending | Jul 13, 2020 | FR-138-2020
|  | 2020-06-25 | Manila/Bacolod | Admin Office and SCADA Room Sound Barrier - Side Wall Extension | Powerhouse Building Admin and SCADA Room | SPE20-1320-CNPR | Iris Sixto / Irish Dawn E. Torres | 7 | 14 | 1 |  | gals |  | Flat latex white | 0 | 0 | For RFQ | Pending | Jul 13, 2020 | FR-138-2020
|  | 2020-06-25 | Manila/Bacolod | Admin Office and SCADA Room Sound Barrier - Side Wall Extension | Powerhouse Building Admin and SCADA Room | SPE20-1320-CNPR | Iris Sixto / Irish Dawn E. Torres | 5 | 15 | 2 |  | gals |  | Paint, Latex, Semi-Gloss, Tulle White | 0 | 0 | For RFQ | Pending | Jul 13, 2020 | FR-138-2020
|  | 2020-06-25 | Manila/Bacolod | Admin Office and SCADA Room Sound Barrier - Side Wall Extension | Powerhouse Building Admin and SCADA Room | SPE20-1320-CNPR | Iris Sixto / Irish Dawn E. Torres | 6 | 16 | 2 |  | pcs |  | Brush, Paint, 2" | 0 | 0 | For RFQ | Pending | Jul 13, 2020 | FR-138-2020
|  | 2020-06-25 | Manila/Bacolod | Admin Office and SCADA Room Sound Barrier - Side Wall Extension | Powerhouse Building Admin and SCADA Room | SPE20-1320-CNPR | Iris Sixto / Irish Dawn E. Torres | 26 | 17 | 4 |  | pcs |  | Brush, Roller, Refill, 4" | 0 | 0 | For RFQ | Pending | Jul 13, 2020 | FR-138-2020
|  | 2020-06-25 |  | Replacement Alarm Indicator for Lube Oil Purifiers (Supersedes PR-402-2019) | DG Units 1 and 2 | OPE20-1321-CNPR | Godfrey S. E. Samano | 0 | 1 | 2 |  | units |  | Revolving Warning Light, Rotating Parabolic Reflector w/ Built-in Alarm, CE Compliant, 220V AC, Bulb Color: Yellow | 0 | 0 | For RFQ | Pending | Jul 15, 2020 | PR-139-2020
|  | 2020-06-29 | Manila/Bacolod | Additional Materials for ECMG Office Renovation | ECMG Office | SPE20-1322-CNPR | Iris J. Sixto | 0 | 1 | 25 | Orig.: 25.00 length | length | A | Furring, Metal, 1" x 2" x 5m | 0 | 0 |  | PO Issued (15.00 length) | Jul 6, 2020 | FR-141-2020
|  | 2020-06-29 |  | Replacement Parts for Spare Raw Water Pump | Sulzer Units | OPE20-1323-CNPR | Godfrey S. E. Samano | 0 | 1 | 2 | Orig.: 1.00 units Rev. 1: 1.00 units Rev. 2: 1.00 units | units | B | Mechanical Seal, Single Spring Type, Material: Carbon vs Ceramic, Dimensions: 48mm x 66mm x 63mm (ID x OD x Length) - UNSERVED 1 units | 0 | 0 | 11.19.2020 - Delivered DR# 2051-CNPR(1.00 units) | Partially Delivered | Jul 24, 2020 | PR-143-2020
|  | 2020-06-29 |  | Replacement Parts for Spare Raw Water Pump | Sulzer Units | OPE20-1323-CNPR | Godfrey S. E. Samano | 0 | 2 | 2 |  | pcs | B | Ball Bearing | 0 | 0 | Nov 10 - delivered at site & accepted by end-user. LBC waybill number 3132 2674 8103 01.06.21 | Cancelled | Jul 24, 2020 | PR-143-2020
|  | 2020-06-29 |  | Replacement Parts for Spare Raw Water Pump | Sulzer Units | OPE20-1323-CNPR | Godfrey S. E. Samano | 0 | 3 | 2 |  | pcs | B | Oil Seal, Flange Grease Seal | 0 | 0 | Nov 10 - delivered at site & accepted by end-user. LBC waybill number 3132 2674 8103 01.06.21 | Cancelled | Jul 24, 2020 | PR-143-2020
|  | 2020-06-29 |  | Replacement Parts for Spare Raw Water Pump | Sulzer Units | OPE20-1323-CNPR | Godfrey S. E. Samano | 0 | 4 | 2 |  | pcs | B | Packing, Rubber, 90mmx70mmx2mm | 0 | 0 | Delivered by MNL from Gulf Combined Bearing Phils. DR# 1087-CNPR-MNL 01.06.21 | Cancelled | Jul 24, 2020 | PR-143-2020 | Delivered by MNL from Gulf Combined Bearing Phils. DR# 1087-CNPR-MNL
|  | 2020-06-29 |  | Replacement Parts for Spare Raw Water Pump | Sulzer Units | OPE20-1323-CNPR | Godfrey S. E. Samano | 0 | 5 | 4 |  | sets | A | Eye Bolt, 3/8" x 2", UNC with nut and plain washer | 0 | 0 | 08.24.2020 - Delivered DR# 1679-CNPR | Fully Delivered | Jul 24, 2020 | PR-143-2020
|  | 2020-06-30 |  | Installation of Lifting Frames for Cooling Tower Fan Motor | DG Units 1 - 5 | MAI20-1324-CNPR | Ruel Beato | 0 | 1 | 20 |  | sets | A | Bolt, M10 x 50 mm x 1.5 Pitch, Stainless Steel, with nut and lock washer | 0 | 0 | 08.24.2020 - Delivered DR# 1678-CNPR | Fully Delivered | Jul 17, 2020 | PR-145-2020
|  | 2020-06-30 |  | Installation of Lifting Frames for Cooling Tower Fan Motor | DG Units 1 - 5 | MAI20-1324-CNPR | Ruel Beato | 0 | 2 | 30 |  | sets | A | Bolt, M12 x 50 mm x 1.75 Pitch, Stainless Steel, with nut and lock washer | 0 | 0 | 08.24.2020 - Delivered DR# 1678-CNPR | Fully Delivered | Jul 17, 2020 | PR-145-2020
|  | 2020-06-30 |  | Replacement Fittings for Gate Valves and Pumps | Running Units and Auxiliary Equipment | MAI20-1325-CNPR | Ruel Beato | 0 | 1 | 20 |  | pcs |  | Grease Fitting, 1/8" NPT, Stainless Steel | 0 | 0 | For RFQ | Pending | Jul 10, 2020 | PR-146-2020
|  | 2020-07-07 | 44018 | LO Purifier Recovery System | UOM | Rey D. Argawanon / Godfrey S.E. Samano20-1326-CNPR | 1 | 0 | 1 | 60 |  | mtrs. |  | 22mm2 THWN copper wire | 0 | 0 | Cancelled. Incorrect Format of PR. 07.07.20 | Cancelled | Jul 24, 2020
|  | 2020-07-07 | 44018 | LO Purifier Recovery System | UOM | Rey D. Argawanon / Godfrey S.E. Samano20-1326-CNPR | 1 | 0 | 2 | 2 |  | lengths |  | RSC Conduit 1 1/2" diameter | 0 | 0 | Cancelled. Incorrect Format of PR. 07.07.20 | Cancelled | Jul 24, 2020
|  | 2020-07-07 | 44018 | LO Purifier Recovery System | UOM | Rey D. Argawanon / Godfrey S.E. Samano20-1326-CNPR | 1 | 0 | 3 | 4 |  | mtrs. |  | LTFMC conduit 1 1/2" diameter | 0 | 0 | Cancelled. Incorrect Format of PR. 07.07.20 | Cancelled | Jul 24, 2020
|  | 2020-07-07 | 44018 | LO Purifier Recovery System | UOM | Rey D. Argawanon / Godfrey S.E. Samano20-1326-CNPR | 1 | 0 | 4 | 2 |  | pcs. |  | Line box conduit 1 1/2" diameter | 0 | 0 | Cancelled. Incorrect Format of PR. 07.07.20 | Cancelled | Jul 24, 2020
|  | 2020-07-07 | 44018 | LO Purifier Recovery System | UOM | Rey D. Argawanon / Godfrey S.E. Samano20-1326-CNPR | 1 | 0 | 5 | 2 |  | lengths |  | RSC conduit 2" diameter | 0 | 0 | Cancelled. Incorrect Format of PR. 07.07.20 | Cancelled | Jul 24, 2020
|  | 2020-07-07 | 44018 | LO Purifier Recovery System | UOM | Rey D. Argawanon / Godfrey S.E. Samano20-1326-CNPR | 1 | 0 | 6 | 3 |  | pcs. |  | Line box conduit 2" diameter | 0 | 0 | Cancelled. Incorrect Format of PR. 07.07.20 | Cancelled | Jul 24, 2020
|  | 2020-07-07 | 44018 | LO Purifier Recovery System | UOM | Rey D. Argawanon / Godfrey S.E. Samano20-1326-CNPR | 1 | 0 | 7 | 8 |  | pcs. |  | RSC straight connector 2" diameter | 0 | 0 | Cancelled. Incorrect Format of PR. 07.07.20 | Cancelled | Jul 24, 2020
|  | 2020-07-07 | 44018 | LO Purifier Recovery System | UOM | Rey D. Argawanon / Godfrey S.E. Samano20-1326-CNPR | 1 | 0 | 8 | 2 |  | pcs. |  | Thermal overload relay Schneider, LRE 08, Easy pact, thermal protection adjustment range: 2.5-4A | 0 | 0 | Cancelled. Incorrect Format of PR. 07.07.20 | Cancelled | Jul 24, 2020
|  | 2020-07-07 | 44018 | LO Purifier Recovery System | UOM | Rey D. Argawanon / Godfrey S.E. Samano20-1326-CNPR | 1 | 0 | 9 | 2 |  | pcs. |  | Thermal overload relay Schneider, LRE 21, Easy pact, thermal protection adjustment range: 12-18A | 0 | 0 | Cancelled. Incorrect Format of PR. 07.07.20 | Cancelled | Jul 24, 2020
|  | 2020-07-07 | 44018 | LO Purifier Recovery System | UOM | Rey D. Argawanon / Godfrey S.E. Samano20-1326-CNPR | 1 | 0 | 10 | 2 |  | pc. |  | MCCB (Molded Case Circuit Breaker) Schneider Easy Pact EZC100B-TMD-50A, 3 pole | 0 | 0 | Cancelled. Incorrect Format of PR. 07.07.20 | Cancelled | Jul 24, 2020
|  | 2020-07-07 | 44018 | LO Purifier Recovery System | UOM | Rey D. Argawanon / Godfrey S.E. Samano20-1326-CNPR | 1 | 0 | 11 | 2 |  | pc. |  | Easy Pact TVS Contactor 3P(3 NO), LC1E 80M5, 220 VAC Coil, 60Hz | 0 | 0 | Cancelled. Incorrect Format of PR. 07.07.20 | Cancelled | Jul 24, 2020
|  | 2020-07-07 | 44018 | LO Purifier Recovery System | UOM | Rey D. Argawanon / Godfrey S.E. Samano20-1326-CNPR | 1 | 0 | 12 | 32 |  | pcs. |  | Ring type terminal lug Single hole copper, size: AWG #4 | 0 | 0 | Cancelled. Incorrect Format of PR. 07.07.20 | Cancelled | Jul 24, 2020
|  | 2020-07-07 | 44018 | LO Purifier Recovery System | UOM | Rey D. Argawanon / Godfrey S.E. Samano20-1326-CNPR | 1 | 0 | 13 | 20 |  | pcs. |  | Ring type terminal lug Single hole copper, size: AWG #6 | 0 | 0 | Cancelled. Incorrect Format of PR. 07.07.20 | Cancelled | Jul 24, 2020
|  | 2020-07-07 | 44018 | LO Purifier Recovery System | UOM | Rey D. Argawanon / Godfrey S.E. Samano20-1326-CNPR | 1 | 0 | 14 | 4 |  | pcs. |  | Electrical rubber tape, size: big | 0 | 0 | Cancelled. Incorrect Format of PR. 07.07.20 | Cancelled | Jul 24, 2020
|  | 2020-07-07 | 44018 | LO Purifier Recovery System | UOM | Rey D. Argawanon / Godfrey S.E. Samano20-1326-CNPR | 1 | 12 | 15 | 4 |  | pcs. |  | Electrical vinyl tape, size: big | 0 | 0 | Cancelled. Incorrect Format of PR. 07.07.20 | Cancelled | Jul 24, 2020
|  | 2020-07-07 | 44018 | LO Purifier Recovery System | UOM | Rey D. Argawanon / Godfrey S.E. Samano20-1326-CNPR | 1 | 0 | 16 | 1 |  | pc. |  | Temperature controller TOHO, TTM-004-R-A | 0 | 0 | Cancelled. Incorrect Format of PR. 07.07.20 | Cancelled | Jul 24, 2020
|  | 2020-07-07 | 44018 | LO Purifier Recovery System | UOM | Rey D. Argawanon / Godfrey S.E. Samano20-1326-CNPR | 1 | 0 | 17 | 12 |  | pcs. |  | Auxiliary relay OMRON, LY4N, 14 pins with socket 5 amps, 220 Vac coil | 0 | 0 | Cancelled. Incorrect Format of PR. 07.07.20 | Cancelled | Jul 24, 2020
|  | 2020-07-07 | 44018 | LO Purifier Recovery System | UOM | Rey D. Argawanon / Godfrey S.E. Samano20-1326-CNPR | 1 | 0 | 18 | 2 |  | pcs. |  | Easy Pact TVS Contactor Schneider, 3 Pole, LC1E1210M5, 440 Vac coil, 60Hz | 0 | 0 | Cancelled. Incorrect Format of PR. 07.07.20 | Cancelled | Jul 24, 2020
|  | 2020-07-07 | 44018 | LO Purifier Recovery System | UOM | Rey D. Argawanon / Godfrey S.E. Samano20-1326-CNPR | 1 | 0 | 19 | 8 |  | pcs. |  | Pilot Lamp, LED Brand: Sassin / Tylynn, Specs: 220V, 20mA, Color: Red | 0 | 0 | Cancelled. Incorrect Format of PR. 07.07.20 | Cancelled | Jul 24, 2020
|  | 2020-07-07 | 44018 | LO Purifier Recovery System | UOM | Rey D. Argawanon / Godfrey S.E. Samano20-1326-CNPR | 1 | 0 | 20 | 8 |  | pcs. |  | Pilot Lamp, LED Brand: Sassin / Tylynn, Specs: 220V, 20mA, Color: Green | 0 | 0 | Cancelled. Incorrect Format of PR. 07.07.20 | Cancelled | Jul 24, 2020
|  | 2020-07-07 | 44018 | LO Purifier Recovery System | UOM | Rey D. Argawanon / Godfrey S.E. Samano20-1326-CNPR | 1 | 0 | 21 | 2 |  | ft. |  | Din Rail | 0 | 0 | Cancelled. Incorrect Format of PR. 07.07.20 | Cancelled | Jul 24, 2020
|  | 2020-07-06 | Manila/Bacolod | Lube Oil Purifier Recovery System Electrical Requirements | LO Purifier Recovery System | EIC20-1327-CNPR | Rey D. Argawanon / Godfrey S.E. Samano | 0 | 1 | 45 |  | mtrs. |  | 14mm2 THWN/THW Copper wire | 0 | 0 | For RFQ | Pending | Jul 24, 2020 | PR-147-2020
|  | 2020-07-06 | Manila/Bacolod | Lube Oil Purifier Recovery System Electrical Requirements | LO Purifier Recovery System | EIC20-1327-CNPR | Rey D. Argawanon / Godfrey S.E. Samano | 0 | 2 | 60 |  | mtrs. |  | 22mm2 THWN copper wire | 0 | 0 | For RFQ | Pending | Jul 24, 2020 | PR-147-2020
|  | 2020-07-06 | Manila/Bacolod | Lube Oil Purifier Recovery System Electrical Requirements | LO Purifier Recovery System | EIC20-1327-CNPR | Rey D. Argawanon / Godfrey S.E. Samano | 0 | 3 | 2 |  | lengths |  | RSC Conduit 1 1/2" diameter | 0 | 0 | For RFQ | Pending | Jul 24, 2020 | PR-147-2020
|  | 2020-07-06 | Manila/Bacolod | Lube Oil Purifier Recovery System Electrical Requirements | LO Purifier Recovery System | EIC20-1327-CNPR | Rey D. Argawanon / Godfrey S.E. Samano | 0 | 4 | 4 |  | mtrs. | A | LTFMC conduit 1 1/2" diameter | 0 | 0 | 01.28.2021 - Delivered DR# 2352-CNPR | Fully Delivered | Jul 24, 2020 | PR-147-2020
|  | 2020-07-06 | Manila/Bacolod | Lube Oil Purifier Recovery System Electrical Requirements | LO Purifier Recovery System | EIC20-1327-CNPR | Rey D. Argawanon / Godfrey S.E. Samano | 0 | 5 | 2 |  | pcs. | A | Line box conduit 1 1/2" diameter | 0 | 0 | AOQ Done - For TE 01.01.70 | Pending | Jul 24, 2020 | PR-147-2020
|  | 2020-07-06 | Manila/Bacolod | Lube Oil Purifier Recovery System Electrical Requirements | LO Purifier Recovery System | EIC20-1327-CNPR | Rey D. Argawanon / Godfrey S.E. Samano | 0 | 6 | 2 |  | lengths | A | RSC conduit 2" diameter | 0 | 0 | 01.28.2021 - Delivered DR# 2352-CNPR 01.29.2021 - Delivered DR# 2356-CNPR | Fully Delivered | Jul 24, 2020 | PR-147-2020
|  | 2020-07-06 | Manila/Bacolod | Lube Oil Purifier Recovery System Electrical Requirements | LO Purifier Recovery System | EIC20-1327-CNPR | Rey D. Argawanon / Godfrey S.E. Samano | 0 | 7 | 3 |  | pcs. | A | Line box conduit 2" diameter | 0 | 0 | AOQ Done - For TE 01.01.70 | Pending | Jul 24, 2020 | PR-147-2020
|  | 2020-07-06 | Manila/Bacolod | Lube Oil Purifier Recovery System Electrical Requirements | LO Purifier Recovery System | EIC20-1327-CNPR | Rey D. Argawanon / Godfrey S.E. Samano | 0 | 8 | 8 |  | pcs. | A | RSC straight connector 2" diameter | 0 | 0 | 01.28.2021 - Delivered DR# 2352-CNPR | Fully Delivered | Jul 24, 2020 | PR-147-2020
|  | 2020-07-06 | Manila/Bacolod | Lube Oil Purifier Recovery System Electrical Requirements | LO Purifier Recovery System | EIC20-1327-CNPR | Rey D. Argawanon / Godfrey S.E. Samano | 0 | 9 | 2 |  | pcs. |  | Thermal overload relay Schneider, LRE 08, Easy pact, thermal protection adjustment range: 2.5-4A | 0 | 0 | For RFQ | Pending | Jul 24, 2020 | PR-147-2020
|  | 2020-07-06 | Manila/Bacolod | Lube Oil Purifier Recovery System Electrical Requirements | LO Purifier Recovery System | EIC20-1327-CNPR | Rey D. Argawanon / Godfrey S.E. Samano | 0 | 10 | 2 |  | pcs. |  | Thermal overload relay Schneider, LRE 21, Easy pact, thermal protection adjustment range: 12-18A | 0 | 0 | For RFQ | Pending | Jul 24, 2020 | PR-147-2020
|  | 2020-07-06 | Manila/Bacolod | Lube Oil Purifier Recovery System Electrical Requirements | LO Purifier Recovery System | EIC20-1327-CNPR | Rey D. Argawanon / Godfrey S.E. Samano | 0 | 11 | 2 |  | pc. |  | MCCB (Molded Case Circuit Breaker) Schneider Easy Pact EZC100B-TMD-50A, 3 pole | 0 | 0 | For RFQ | Pending | Jul 24, 2020 | PR-147-2020
|  | 2020-07-06 | Manila/Bacolod | Lube Oil Purifier Recovery System Electrical Requirements | LO Purifier Recovery System | EIC20-1327-CNPR | Rey D. Argawanon / Godfrey S.E. Samano | 0 | 12 | 2 |  | pc. |  | Easy Pact TVS Contactor 3P(3 NO), LC1E 80M5, 220 VAC Coil, 60Hz | 0 | 0 | For RFQ | Pending | Jul 24, 2020 | PR-147-2020
|  | 2020-07-06 | Manila/Bacolod | Lube Oil Purifier Recovery System Electrical Requirements | LO Purifier Recovery System | EIC20-1327-CNPR | Rey D. Argawanon / Godfrey S.E. Samano | 0 | 13 | 32 |  | pcs. |  | Ring type terminal lug Single hole copper, size: AWG #4 | 0 | 0 | Delivered by MNL. DR# 111-CNPR-MNL. Supplier: Greatphil Enterprises Inc. 01.19.21 | Cancelled | Jul 24, 2020 | PR-147-2020
|  | 2020-07-06 | Manila/Bacolod | Lube Oil Purifier Recovery System Electrical Requirements | LO Purifier Recovery System | EIC20-1327-CNPR | Rey D. Argawanon / Godfrey S.E. Samano | 0 | 14 | 20 |  | pcs. |  | Ring type terminal lug Single hole copper, size: AWG #6 | 0 | 0 | Delivered by MNL. DR# 111-CNPR-MNL. Supplier: Greatphil Enterprises Inc. 01.19.21 | Cancelled | Jul 24, 2020 | PR-147-2020
|  | 2020-07-06 | Manila/Bacolod | Lube Oil Purifier Recovery System Electrical Requirements | LO Purifier Recovery System | EIC20-1327-CNPR | Rey D. Argawanon / Godfrey S.E. Samano | 0 | 15 | 4 |  | pcs. | A | Electrical rubber tape, size: big | 0 | 0 | 01.28.2021 - Delivered DR# 2351-CNPR | Fully Delivered | Jul 24, 2020 | PR-147-2020
|  | 2020-07-06 | Manila/Bacolod | Lube Oil Purifier Recovery System Electrical Requirements | LO Purifier Recovery System | EIC20-1327-CNPR | Rey D. Argawanon / Godfrey S.E. Samano | 12 | 16 | 4 |  | pcs. |  | Electrical vinyl tape, size: big | 0 | 0 | For RFQ | Pending | Jul 24, 2020 | PR-147-2020
|  | 2020-07-06 | Manila/Bacolod | Lube Oil Purifier Recovery System Electrical Requirements | LO Purifier Recovery System | EIC20-1327-CNPR | Rey D. Argawanon / Godfrey S.E. Samano | 0 | 17 | 1 |  | pc. |  | Temperature controller TOHO, TTM-004-R-A | 0 | 0 | For RFQ | Pending | Jul 24, 2020 | PR-147-2020
|  | 2020-07-06 | Manila/Bacolod | Lube Oil Purifier Recovery System Electrical Requirements | LO Purifier Recovery System | EIC20-1327-CNPR | Rey D. Argawanon / Godfrey S.E. Samano | 0 | 18 | 12 |  | pcs. |  | Auxiliary relay OMRON, LY4N, 14 pins with socket 5 amps, 220 Vac coil | 0 | 0 | For RFQ | Pending | Jul 24, 2020 | PR-147-2020
|  | 2020-07-06 | Manila/Bacolod | Lube Oil Purifier Recovery System Electrical Requirements | LO Purifier Recovery System | EIC20-1327-CNPR | Rey D. Argawanon / Godfrey S.E. Samano | 0 | 19 | 2 |  | pcs. |  | Easy Pact TVS Contactor Schneider, 3 Pole, LC1E1210M5, 440 Vac coil, 60Hz | 0 | 0 | For RFQ | Pending | Jul 24, 2020 | PR-147-2020
|  | 2020-07-06 | Manila/Bacolod | Lube Oil Purifier Recovery System Electrical Requirements | LO Purifier Recovery System | EIC20-1327-CNPR | Rey D. Argawanon / Godfrey S.E. Samano | 0 | 20 | 8 |  | pcs. |  | Pilot Lamp, LED Brand: Sassin / Tylynn, Specs: 220V, 20mA, Color: Red | 0 | 0 | For RFQ | Pending | Jul 24, 2020 | PR-147-2020
|  | 2020-07-06 | Manila/Bacolod | Lube Oil Purifier Recovery System Electrical Requirements | LO Purifier Recovery System | EIC20-1327-CNPR | Rey D. Argawanon / Godfrey S.E. Samano | 0 | 21 | 8 |  | pcs. |  | Pilot Lamp, LED Brand: Sassin / Tylynn, Specs: 220V, 20mA, Color: Green | 0 | 0 | For RFQ | Pending | Jul 24, 2020 | PR-147-2020
|  | 2020-07-06 | Manila/Bacolod | Lube Oil Purifier Recovery System Electrical Requirements | LO Purifier Recovery System | EIC20-1327-CNPR | Rey D. Argawanon / Godfrey S.E. Samano | 0 | 22 | 2 |  | ft. |  | Din Rail | 0 | 0 | For RFQ | Pending | Jul 24, 2020 | PR-147-2020
|  | 2020-07-04 |  | Installation of Running Hour Counter | Starting Compressor Unit 5, Control Air Compressor Unit 2 and HFO Separator Unit 1 and 2 | OPE20-1328-CNPR | Exequil Corino | 0 | 1 | 4 |  | pcs |  | Running Hour Counter Make/Brand: Omron Model: H7ET-NV-H Specfications: Input Signal Voltage 4.5 - 30 V DC | 0 | 0 | For RFQ | Pending | Jul 27, 2020 | PR-148-2020
|  | 2020-06-09 | Bacolod | For Housekeeping Use | Environmental Consumables | ENV20-1329-CNPR | Genielyne V. Mondejar | 0 | 1 | 10 |  | sacks | A | Sawdust | 0 | 0 | 07.11.2020 - Delivered DR# 1591-CNPR | Fully Delivered | Jun 30, 2020 | HR-112-2020
|  | 2020-06-09 | Bacolod | For Housekeeping Use | Environmental Consumables | ENV20-1329-CNPR | Genielyne V. Mondejar | 0 | 2 | 30 |  | pcs. | B | Garbage Bag, size XXL | 0 | 0 | change qty from 30 pcs to 1 box 09.29.20 | Cancelled | Jun 30, 2020 | HR-112-2020
|  | 2020-06-09 | Bacolod | For Housekeeping Use | Environmental Consumables | ENV20-1329-CNPR | Genielyne V. Mondejar | 0 | 3 | 30 |  | pcs. | C | Empty Sack | 0 | 0 | 09.29.2020 - Delivered DR# 1897-CNPR | Fully Delivered | Jun 30, 2020 | HR-112-2020
|  | 2020-06-09 | Bacolod | For Housekeeping Use | Environmental Consumables | ENV20-1329-CNPR | Genielyne V. Mondejar | 0 | 4 | 1 |  | gallon | D | Liquid Soap | 0 | 0 | 09.29.2020 - Delivered DR# 1898-CNPR | Fully Delivered | Jul 8, 2020 | HR-112-2020
|  | 2020-06-09 | Bacolod | For Housekeeping Use | Environmental Consumables | ENV20-1329-CNPR | Genielyne V. Mondejar | 0 | 5 | 5 |  | pairs | E | Cottom Gloves with rubber | 0 | 0 | 10.01.2020 - Delivered DR# 1899-CNPR | Fully Delivered | Jun 30, 2020 | HR-112-2020
|  | 2020-07-07 | Manila / Bacolod | Bolt And Nut Replacement For Cooling Tower Assembly (Side Panels) | Cooling Tower No.1,2,3,4 & 5 | OPE20-1330-CNPR | Exequil Corino | 0 | 1 | 60 | Orig.: 60.00 set | set | A | Bolt And Nut With Plain And Lock Washer ,Stainless Steel,Hex Head (M18*75MM*2.0 Pitch) | 0 | 0 | For PO - AOQ Done (awarded) | Pending | Jul 31, 2020 | PR-150-2020
|  | 2020-07-07 | Manila / Bacolod | Bolt And Nut Replacement For Cooling Tower Assembly (Side Panels) | Cooling Tower No.1,2,3,4 & 5 | OPE20-1330-CNPR | Exequil Corino | 0 | 2 | 800 | Orig.: 800.00 set | set | A | Bolt And Nut With Plain And Lock Washer,Stainless Steel Hex Head (M16*16MM*2.0 Pitch) | 0 | 0 | 09.23.2020 - Delivered DR# 1868-CNPR 09.23.2020 - Delivered DR# 1868-CNPR | Fully Delivered | Jul 31, 2020 | PR-150-2020
|  | 2020-07-07 | Manila / Bacolod | Bolt And Nut Replacement For Cooling Tower Assembly (Side Panels) | Cooling Tower No.1,2,3,4 & 5 | OPE20-1330-CNPR | Exequil Corino | 0 | 3 | 800 | Orig.: 800.00 pcs | pcs | A | Bolt,Stainless Steel,Hex Head (M8*18MM*1.25 Pitch) - UNSERVED 794 pcs | 0 | 0 | 09.23.2020 - Delivered DR# 1868-CNPR(0.00 pcs) | Partially Delivered | Jul 31, 2020 | PR-150-2020
|  | 2020-07-07 | Manila / Bacolod | Bolt And Nut Replacement For Cooling Tower Assembly (Side Panels) | Cooling Tower No.1,2,3,4 & 5 | OPE20-1330-CNPR | Exequil Corino | 0 | 4 | 30 | Orig.: 30.00 set | set | A | Bolt And Nut With Plain And Lock Washer ,Stainless Steel,Hex Head (M12*50MM*1.75 Pitch) | 0 | 0 | For PO - AOQ Done (awarded) | Pending | Jul 31, 2020 | PR-150-2020
|  | 2020-07-09 |  | Replacement of RSC Pipe to UPVC pipe for Main Distribution Panel for Auxiliary Loads | Electrical Safety | HAS20-1331-CNPR | Ricky D. Madeja | 0 | 1 | 3 |  | Lenghts | A | Electrical UPVC pipe 3 inches Ø (Atlanta) | 0 | 0 | 07.15.2020 - Delivered DR# 1598-CNPR | Fully Delivered | Jul 15, 2020 | HR-151-2020
|  | 2020-04-19 |  | Replacement Bolt for Electrical Panel | Control Air Compressor Unit 1 and 2 | EIC20-1332-CNPR | Rey D. Argawanon | 0 | 1 | 4 |  | pcs |  | Bolt, M8 x 30mm | 0 | 0 | For RFQ | Pending | Apr 19, 2020 | PR-154-2020
|  | 2020-07-10 |  | Renovation of ECMG Office | CENPRI Employees | SPE20-1333-CNPR | Iris Sixto/ Eric D. Jabiniar | 0 | 1 | 8 | Orig.: 8.00 gals | gals | A | Paint, Latex, Semi-Gloss, Tulle White | 0 | 0 | 07.21.2020 - Delivered DR# 1644-CNPR | Fully Delivered | Jul 15, 2020 | FR-156-2020
|  | 2020-07-08 | Manila/Bacolod | ECMG Office Renovation Electrical ( Additional) | ECMG Office Renovation | EIC20-1334-CNPR | Iris Sixto/Kennah Sasamoto | 0 | 1 | 1 | Orig.: 1.00 box | box | A | Wire, Copper, THW, 5.5mm², AWG #10, color: black | 0 | 0 | 07.24.2020 - Delivered DR# 1667-CNPR | Fully Delivered | Jul 15, 2020 | FR-157-2020
|  | 2020-07-11 | Bacolod | For Housekeeping use | For Grass cutter use | ENV20-1335-CNPR | Genielyne V. Mondejar | 0 | 1 | 20 |  | liters |  | Gasoline | 0 | 0 | For RFQ | Pending | Jul 17, 2020 | HR-158-2020
|  | 2020-07-11 | Bacolod | For Housekeeping use | For Grass cutter use | ENV20-1335-CNPR | Genielyne V. Mondejar | 0 | 2 | 1 |  | liter |  | 2T Motor Oil | 0 | 0 | For RFQ | Pending | Jul 17, 2020 | HR-158-2020
|  | 2020-07-09 |  | Operations and Maintenance Consumables | Running Units | OPE20-1336-CNPR | Alona T. Arroyo | 0 | 1 | 40 |  | liters | TD | Diesel Oil | 0 | 0 | 09.17.2020 - Delivered DR# 1851-CNPR 10.14.2020 - Delivered DR# 1937-CNPR | Fully Delivered | Jul 31, 2020 | PR-159-2020
|  | 2020-07-09 |  | Operations and Maintenance Consumables | Running Units | OPE20-1336-CNPR | Alona T. Arroyo | 0 | 2 | 20 |  | liters | TD | Kerosene | 0 | 0 | 09.14.2020 - Delivered DR# 1832-CNPR | Fully Delivered | Jul 31, 2020 | PR-159-2020
|  | 2020-07-09 |  | Operations and Maintenance Consumables | Running Units | OPE20-1336-CNPR | Alona T. Arroyo | 1 | 3 | 1 |  | cylinder | C | Acetylene | 0 | 0 | 09.17.2020 - Delivered DR# 1738-CNPR | Fully Delivered | Jul 31, 2020 | PR-159-2020
|  | 2020-07-09 |  | Operations and Maintenance Consumables | Running Units | OPE20-1336-CNPR | Alona T. Arroyo | 1 | 4 | 2 |  | cylinders | D | Oxygen | 0 | 0 | 09.17.2020 - Delivered DR# 1739-CNPR | Fully Delivered | Jul 31, 2020 | PR-159-2020
|  | 2020-07-09 |  | Operations and Maintenance Consumables | Running Units | OPE20-1336-CNPR | Alona T. Arroyo | 2 | 5 | 9 |  | kgs |  | Electrode, Welding, E6011, 1/8" x 12" | 0 | 0 | For RFQ | Pending | Jul 31, 2020 | PR-159-2020
|  | 2020-07-09 |  | Operations and Maintenance Consumables | Running Units | OPE20-1336-CNPR | Alona T. Arroyo | 20 | 6 | 10 |  | kgs |  | Electrode, Welding, E6013, 1/8" x 12" | 0 | 0 | For RFQ | Pending | Jul 31, 2020 | PR-159-2020
|  | 2020-07-09 |  | Operations and Maintenance Consumables | Running Units | OPE20-1336-CNPR | Alona T. Arroyo | 23 | 7 | 1 |  | box | BD | Disc, Cutting, 4" x 3/32" x 5/8" (Tyrolit 41 A30Q-BF) | 0 | 0 | 10.01.2020 - Delivered DR# 1903-CNPR | Fully Delivered | Jul 31, 2020 | PR-159-2020
|  | 2020-07-09 |  | Operations and Maintenance Consumables | Running Units | OPE20-1336-CNPR | Alona T. Arroyo | 36 | 8 | 1 |  | box | AM | Disc, Grinding, 4" x 1/4" x 5/8", (Tyrolit 27 A30Q-BF) | 0 | 0 | 10.01.2020 - Delivered DR# 1900-CNPR | Fully Delivered | Jul 31, 2020 | PR-159-2020
|  | 2020-07-09 |  | Operations and Maintenance Consumables | Running Units | OPE20-1336-CNPR | Alona T. Arroyo | 0 | 9 | 6 |  | pcs | EO | Drill Bit, HSS, 1/8" | 0 | 0 | 08.18.2020 - Delivered DR# 1755-CNPR | Fully Delivered | Jul 31, 2020 | PR-159-2020
|  | 2020-07-09 |  | Operations and Maintenance Consumables | Running Units | OPE20-1336-CNPR | Alona T. Arroyo | 0 | 10 | 3 |  | pcs | B | Drill Bit, HSS, 1/4" | 0 | 0 |  | Fully Delivered | Jul 31, 2020 | PR-159-2020
|  | 2020-07-09 |  | Operations and Maintenance Consumables | Running Units | OPE20-1336-CNPR | Alona T. Arroyo | 3 | 11 | 2 |  | cans | KK | Penetrant, Multi Use, WD-40, Net Content: 382 mL / 311G / 12.9 FL.OZ | 0 | 0 | 09.08.2020 - Delivered DR# 1817-CNPR | Fully Delivered | Jul 31, 2020 | PR-159-2020
|  | 2020-07-09 |  | Operations and Maintenance Consumables | Running Units | OPE20-1336-CNPR | Alona T. Arroyo | 0 | 12 | 1 | Orig.: 1.00 container | pail | BD | Multipurpose Grease, Petron MP3 | 0 | 0 | 10.01.2020 - Delivered DR# 1903-CNPR | Fully Delivered | Jul 31, 2020 | PR-159-2020
|  | 2020-07-09 |  | Operations and Maintenance Consumables | Running Units | OPE20-1336-CNPR | Alona T. Arroyo | 0 | 13 | 2 |  | tubes | FA | Gasket Maker, Red RTV, High Temperature (up to 650 °F), 85 Grams | 0 | 0 | 10.26.2020 - Delivered DR# 1974-CNPR | Fully Delivered | Jul 31, 2020 | PR-159-2020
|  | 2020-07-09 |  | Operations and Maintenance Consumables | Running Units | OPE20-1336-CNPR | Alona T. Arroyo | 2 | 14 | 1 |  | pc | BY | Battery, 9 Volts, Energizer | 0 | 0 | 08.18.2020 - Delivered DR# 1749-CNPR | Fully Delivered | Jul 31, 2020 | PR-159-2020
|  | 2020-07-09 |  | Operations and Maintenance Consumables | Running Units | OPE20-1336-CNPR | Alona T. Arroyo | 7 | 15 | 4 |  | pcs | BA | Battery, AA, 1.5 Volts, Energizer | 0 | 0 |  | Fully Delivered | Jul 31, 2020 | PR-159-2020
|  | 2020-07-09 |  | Operations and Maintenance Consumables | Running Units | OPE20-1336-CNPR | Alona T. Arroyo | 4 | 16 | 4 |  | pcs | DJ | Battery, AAA, 1.5Volts, Energizer | 0 | 0 | 08.18.2020 - Delivered DR# 1748-CNPR | Fully Delivered | Jul 31, 2020 | PR-159-2020
|  | 2020-07-09 |  | Operations and Maintenance Consumables | Running Units | OPE20-1336-CNPR | Alona T. Arroyo | 22 | 17 | 25 |  | pairs | F | Gloves, Knitted Cotton | 0 | 0 | 08.18.2020 - Delivered DR# 1740-CNPR | Fully Delivered | Jul 31, 2020 | PR-159-2020
|  | 2020-07-09 |  | Operations and Maintenance Consumables | Running Units | OPE20-1336-CNPR | Alona T. Arroyo | 12 | 18 | 10 |  | kgs | HR | Rags, Cotton | 0 | 0 | 11.03.2020 - Delivered DR# 1999-CNPR | Fully Delivered | Jul 31, 2020 | PR-159-2020
|  | 2020-07-09 |  | Operations and Maintenance Consumables | Running Units | OPE20-1336-CNPR | Alona T. Arroyo | 5 | 19 | 2 |  | pcs | G | Brush, Paint, 2" | 0 | 0 | 08.18.2020 - Delivered DR# 1741-CNPR | Fully Delivered | Jul 31, 2020 | PR-159-2020
|  | 2020-07-09 |  | Operations and Maintenance Consumables | Running Units | OPE20-1336-CNPR | Alona T. Arroyo | 0 | 20 | 2 |  | pcs | ED | Scraper, Metal, Industrial, 4" | 0 | 0 | 10.07.2020 - Delivered DR# 1908-CNPR | Fully Delivered | Jul 31, 2020 | PR-159-2020
|  | 2020-07-13 |  | For grass cutting and control vegetation grass in Tank farm area and Perimeter | Health,Safety,Security,Environment (HSSE) | HAS20-1337-CNPR | Ricky D. Madeja | 0 | 1 | 1 |  |  |  | HONDA FOUR STROKE BRUSH CUTTER ( as per picture) | 0 | 0 | For RFQ | Pending | Jul 22, 2020 | HR-160-2020
|  | 2020-07-14 |  | Replacement Battery for Heavy Equipment - Boomtruck | Heavy Equipment - Boomtruck | WHR20-1338-CNPR | Donna Gellada | 0 | 1 | 2 |  | Unit/s | A | Battery, Motolite Gold Maintenance Free, Tropicalized Made for Hot Climate 2SMF N50ZL D26L (see picture) | 0 | 0 | 09.08.2020 - Delivered DR# 1816-CNPR | Fully Delivered | Jul 18, 2020 | WHR-161-2020
|  | 2020-07-11 |  | Housekeeping Tools for Operations | Running Units | OPE20-1339-CNPR | Alona T. Arroyo | 0 | 1 | 1 |  | pc |  | Broom, Whisk, Baguio | 0 | 0 | For RFQ | Pending | Jul 17, 2020 | PR-162-2020
|  | 2020-07-11 |  | Housekeeping Tools for Operations | Running Units | OPE20-1339-CNPR | Alona T. Arroyo | 0 | 2 | 1 |  | pc |  | Broom, Whisk, Lanot | 0 | 0 | For RFQ | Pending | Jul 17, 2020 | PR-162-2020
|  | 2020-07-16 |  | For Distillation Equipment | Laboratory | LAB20-1340-CNPR | Beverly Ampog | 0 | 1 | 2 |  | pcs |  | Clamp Holder (see picture) | 0 | 0 | For RFQ | Pending | Jul 29, 2020 | PR-163-2020
|  | 2020-07-16 | Manila/Bacolod | Weekly Performance Output Testing Supersede PR-423-2019 | 24 & 125 VDC Bank Batteries | EIC20-1342-CNPR | Rey D. Argawanon | 0 | 1 | 1 |  | lot |  | Battery Capacity Analyzer Brand: B&K Precision (Electronic testing instrument) Model: 601B, Ah Range: 5-100 in 1 Ah steps Sealed Lead Acid (SLA) Battery Voltage: 6V and 12 V No load (Open circuit) voltage accuracy: ± (0.2% + 1 count) | 0 | 0 | For RFQ | Pending | Jul 27, 2020 | PR-164-2020
|  | 2020-07-15 |  | For housekeeping and cleaning of Bunker oil in Tank farm area | Health,Safety,Security,Environment (HSSE) | HAS20-1345-CNPR | Ricky D. Madeja | 10 | 1 | 20 |  | Bags | C | Sawdust | 0 | 0 | 09.15.2020 - Delivered DR# 1803-CNPR | Fully Delivered | Jul 22, 2020 | HR-168-2020
|  | 2020-07-15 |  | For housekeeping and cleaning of Bunker oil in Tank farm area | Health,Safety,Security,Environment (HSSE) | HAS20-1345-CNPR | Ricky D. Madeja | 0 | 2 | 5 |  | Pcs | E | Broom stick | 0 | 0 | 09.10.2020 - Delivered DR# 1804-CNPR | Fully Delivered | Jul 22, 2020 | HR-168-2020
|  | 2020-07-15 |  | For housekeeping and cleaning of Bunker oil in Tank farm area | Health,Safety,Security,Environment (HSSE) | HAS20-1345-CNPR | Ricky D. Madeja | 2 | 3 | 5 |  | Sachet | D | Tide detergent soap - UNSERVED 4 Kilo | 0 | 0 | 09.10.2020 - Delivered DR# 1814-CNPR(1.00 Kilo) | Cancelled | Jul 22, 2020 | HR-168-2020 | Cancelled. Delivered 1 kg. is enough for this activity.
|  | 2020-07-15 |  | For housekeeping and cleaning of Bunker oil in Tank farm area | Health,Safety,Security,Environment (HSSE) | HAS20-1345-CNPR | Ricky D. Madeja | 0 | 4 | 4 |  | Pairs | A | Gloves super Nitrile RNF brand:Rubberex | 0 | 0 | 09.01.2020 - Delivered DR# 1799-CNPR | Fully Delivered | Jul 22, 2020 | HR-168-2020
|  | 2020-07-15 |  | For housekeeping and cleaning of Bunker oil in Tank farm area | Health,Safety,Security,Environment (HSSE) | HAS20-1345-CNPR | Ricky D. Madeja | 0 | 5 | 10 |  | Kgs | F | Rugs / Ukay - Ukay | 0 | 0 | For RFQ | Pending | Jul 22, 2020 | HR-168-2020 | Cancelled as per email dated Nov. 28, 2020. The end user will use washed rags.
|  | 2020-07-15 |  | For housekeeping and cleaning of Bunker oil in Tank farm area | Health,Safety,Security,Environment (HSSE) | HAS20-1345-CNPR | Ricky D. Madeja | 0 | 6 | 2 |  | Pairs | A | Rain boots | 0 | 0 | 09.08.2020 - Delivered DR# 1798-CNPR | Fully Delivered | Jul 22, 2020 | HR-168-2020
|  | 2020-07-20 | Manila/Bacolod | Refilling Gaps Between Conduit | 40MVA Power Transformer at Secondary Cable | EIC20-1346-CNPR | Rey D. Argawanon | 0 | 1 | 3 |  | cans |  | Expanding Foam Spray / Sealant, 12 oz. Brand: Do It Best, Dupont, etc. | 0 | 0 | For RFQ | Pending | Jul 27, 2020 | PR-169-2020
|  | 2020-07-21 | Manila/Bacolod | Installation of Tiles at ECMG Office | ECMG Office | SPE20-1347-CNPR | Iris J. Sixto | 0 | 1 | 270 |  | pcs | A | Tiles, Granite, 60cm x 60cm, Beige | 0 | 0 | cancelled due to COMECQ 09.08.20 | Cancelled | Aug 4, 2020 | FR-170-2020
|  | 2020-07-21 | Manila/Bacolod | Installation of Tiles at ECMG Office | ECMG Office | SPE20-1347-CNPR | Iris J. Sixto | 0 | 2 | 4 |  | cu. mtrs | B | Sand, Mixing | 0 | 0 |  | PO Issued (4.00 cu. mtrs) | Aug 4, 2020 | FR-170-2020
|  | 2020-07-21 | Manila/Bacolod | Installation of Tiles at ECMG Office | ECMG Office | SPE20-1347-CNPR | Iris J. Sixto | 0 | 3 | 21 |  | bags | C | Cement, Portland | 0 | 0 | Issued new P.O to Vcy Sales 09.18.20 | Cancelled | Aug 4, 2020 | FR-170-2020
|  | 2020-07-21 | Manila/Bacolod | Installation of Tiles at ECMG Office | ECMG Office | SPE20-1347-CNPR | Iris J. Sixto | 2 | 4 | 10 |  | bags | D | Adhesive, Tiles, 25kg/bag | 0 | 0 | 09.11.2020 - Delivered DR# 1796-CNPR | Fully Delivered | Aug 4, 2020 | FR-170-2020
|  | 2020-07-21 | Manila/Bacolod | Installation of Tiles at ECMG Office | ECMG Office | SPE20-1347-CNPR | Iris J. Sixto | 0 | 5 | 2 |  | packs | E | Grout, Tile, 2kgs/bag | 0 | 0 | 09.03.2020 - Delivered DR# 1797-CNPR | Fully Delivered | Aug 4, 2020 | FR-170-2020
|  | 2020-07-21 | Bacolod | Replacement of Damage Angle Grinder (Supersede PR210-2019 & PR514-2019) | Mechanical Maintenance Use | MAI20-1348-CNPR | Ruel Beato / Stephen Jardinico | 0 | 1 | 2 |  | unit/s | A | Angle Grinder 4",Brand: Makita, 220V- 240V/60Hz - UNSERVED 1 unit/s | 0 | 0 | 10.19.2020 - Delivered DR# 1931-CNPR(1.00 unit/s) | Partially Delivered | Aug 10, 2020 | PR-171-2020
|  | 2020-07-21 | Bacolod | Replacement of Damage Hand Riveter | CENPRI Warehouse | WHC20-1349-CNPR | Stephen Jardinico | 0 | 1 | 2 |  | pc/s |  | Riveter, Hand | 0 | 0 | For RFQ | Pending | Jul 27, 2020 | WHR-172-2020 | Cancelled. Duplicate Copy. Refer to WHC20-1354.
|  | 2020-07-22 | Bacolod | Replacement of Damage Hand Drill (Supersede PR210-2019) | Mechanical Maintenance Use | MAI20-1350-CNPR | Ruel Beato / Stephen Jardinico | 0 | 1 | 1 | Orig.: 1.00 unit/s | unit/s | A | Hand Drill, Brand: Ken, Model: 6816NB, 220V- 240V/ 60Hz | 0 | 0 | 09.24.2020 - Delivered DR# 1881-CNPR | Fully Delivered | Aug 10, 2020 | PR-173-2020
|  | 2020-07-20 | Manila / Bacolod | Roof Replacement of Raw Water Pump Shed | Raw Water Pump | OPE20-1351-CNPR | Godfrey Samano | 0 | 1 | 7 |  | lengths | J | Purlins, C, 1.2 mm, 2" x 6" x 20 ft | 0 | 0 | 08.25.2020 - Delivered DR# 1760-CNPR | Fully Delivered | Aug 10, 2020 | PR-174-2020
|  | 2020-07-20 | Manila / Bacolod | Roof Replacement of Raw Water Pump Shed | Raw Water Pump | OPE20-1351-CNPR | Godfrey Samano | 0 | 2 | 27 |  | sheets | J | Sheet, GI, Corrugated, 12 ft x 80 cm x Gauge 0.4 | 0 | 0 | 08.25.2020 - Delivered DR# 1760-CNPR | Fully Delivered | Jul 24, 2020 | PR-174-2020
|  | 2020-07-20 | Manila / Bacolod | Roof Replacement of Raw Water Pump Shed | Raw Water Pump | OPE20-1351-CNPR | Godfrey Samano | 0 | 3 | 2 |  | length | VK | I-Beam 4" x 6" x 1/4" | 0 | 0 | 12.22.2020 - Delivered DR# 2214-CNPR | Fully Delivered | Jul 24, 2020 | PR-174-2020
|  | 2020-07-20 | Manila / Bacolod | Roof Replacement of Raw Water Pump Shed | Raw Water Pump | OPE20-1351-CNPR | Godfrey Samano | 549 | 4 | 800 |  | pcs | I | Screw, Self-Drilling, 8mm x 2", (Tek Screw) | 0 | 0 | 08.24.2020 - Delivered DR# 1759-CNPR | Fully Delivered | Jul 24, 2020 | PR-174-2020
|  | 2020-07-20 | Manila / Bacolod | Roof Replacement of Raw Water Pump Shed | Raw Water Pump | OPE20-1351-CNPR | Godfrey Samano | 2 | 5 | 15 |  | kgs | G | Electrode, Welding, 1/8" x E6011 | 0 | 0 | re upload new PR superseded by PR No. POPE20-1522-CNPR 12.15.20 | Cancelled | Jul 24, 2020 | PR-174-2020
|  | 2020-07-20 | Manila / Bacolod | Roof Replacement of Raw Water Pump Shed | Raw Water Pump | OPE20-1351-CNPR | Godfrey Samano | 20 | 6 | 3 |  | kgs | GH | Electrode, Welding, 1/8" x E6013 | 0 | 0 | 12.18.2020 - Delivered DR# 2160-CNPR | Fully Delivered | Jul 24, 2020 | PR-174-2020
|  | 2020-07-20 | Manila / Bacolod | Roof Replacement of Raw Water Pump Shed | Raw Water Pump | OPE20-1351-CNPR | Godfrey Samano | 3 | 7 | 4 |  | cyls | A | Oxygen | 0 | 0 |  | Fully Delivered | Jul 24, 2020 | PR-174-2020
|  | 2020-07-20 | Manila / Bacolod | Roof Replacement of Raw Water Pump Shed | Raw Water Pump | OPE20-1351-CNPR | Godfrey Samano | 1 | 8 | 2 |  | cyls | B | Acetylene | 0 | 0 |  | Fully Delivered | Jul 24, 2020 | PR-174-2020
|  | 2020-07-20 | Manila / Bacolod | Roof Replacement of Raw Water Pump Shed | Raw Water Pump | OPE20-1351-CNPR | Godfrey Samano | 0 | 9 | 4 | Orig.: 4.00 gals | gals | C | Paint, Primer, Metal, Red Oxide, 4L/gal | 0 | 0 | 08.23.2020 - Delivered DR# 1762-CNPR | Fully Delivered | Jul 24, 2020 | PR-174-2020
|  | 2020-07-20 | Manila / Bacolod | Roof Replacement of Raw Water Pump Shed | Raw Water Pump | OPE20-1351-CNPR | Godfrey Samano | 0 | 10 | 1 |  | box | D | Rivets, Long, Blind, 1/8" x 3/4" | 0 | 0 |  | Fully Delivered | Jul 24, 2020 | PR-174-2020
|  | 2020-07-20 | Manila / Bacolod | Roof Replacement of Raw Water Pump Shed | Raw Water Pump | OPE20-1351-CNPR | Godfrey Samano | 10 | 11 | 10 |  | pcs | JO | Drill Bit, Metal, 1/8" | 0 | 0 | 08.19.2020 - Delivered DR# 1732-CNPR | Fully Delivered | Jul 24, 2020 | PR-174-2020
|  | 2020-07-20 | Manila / Bacolod | Roof Replacement of Raw Water Pump Shed | Raw Water Pump | OPE20-1351-CNPR | Godfrey Samano | 17 | 12 | 4 |  | pcs | T | Brush, Roller, Refill, 4" | 0 | 0 |  | Fully Delivered | Jul 24, 2020 | PR-174-2020
|  | 2020-07-20 | Manila / Bacolod | Roof Replacement of Raw Water Pump Shed | Raw Water Pump | OPE20-1351-CNPR | Godfrey Samano | 7 | 13 | 2 |  | pcs | F | Brush, Paint, 2" | 0 | 0 |  | Fully Delivered | Jul 24, 2020 | PR-174-2020
|  | 2020-07-20 | Manila / Bacolod | Roof Replacement of Raw Water Pump Shed | Raw Water Pump | OPE20-1351-CNPR | Godfrey Samano | 0 | 14 | 1 |  | gal | H | Converter, Rust, Brand: Turco | 0 | 0 |  | Fully Delivered | Jul 24, 2020 | PR-174-2020
|  | 2020-07-20 | Manila / Bacolod | Roof Replacement of Raw Water Pump Shed | Raw Water Pump | OPE20-1351-CNPR | Godfrey Samano | 13 | 15 | 1 |  | gal | AA | Thinner, Paint | 0 | 0 |  | Fully Delivered | Jul 24, 2020 | PR-174-2020
|  | 2020-07-20 | Manila / Bacolod | Roof Replacement of Raw Water Pump Shed | Raw Water Pump | OPE20-1351-CNPR | Godfrey Samano | 45 | 16 | 10 |  | pairs | F | Gloves, Cotton | 0 | 0 |  | Fully Delivered | Jul 24, 2020 | PR-174-2020
|  | 2020-07-20 | Manila / Bacolod | Roof Replacement of Raw Water Pump Shed | Raw Water Pump | OPE20-1351-CNPR | Godfrey Samano | 15 | 17 | 2 |  | kgs | W | Rags, Cotton | 0 | 0 | 11.03.2020 - Delivered DR# 1988-CNPR | Fully Delivered | Jul 24, 2020 | PR-174-2020
|  | 2020-07-20 | Manila / Bacolod | Roof Replacement of Raw Water Pump Shed | Raw Water Pump | OPE20-1351-CNPR | Godfrey Samano | 23 | 18 | 10 |  | pcs | CE | Disc, Cutting, 4" | 0 | 0 |  | Fully Delivered | Jul 24, 2020 | PR-174-2020
|  | 2020-07-20 | Manila / Bacolod | Roof Replacement of Raw Water Pump Shed | Raw Water Pump | OPE20-1351-CNPR | Godfrey Samano | 0 | 19 | 10 |  | sheets | I | Sandpaper, G100 | 0 | 0 | 08.24.2020 - Delivered DR# 1759-CNPR | Fully Delivered | Jul 24, 2020 | PR-174-2020
|  | 2020-07-22 | Manila / Bacolod | Replacement of Defective Air Filter-Regulator-Lubricator | DG 1-2-3-4-5 LO Purifier | OPE20-1352-CNPR | AB Ortega | 0 | 1 | 5 |  | sets |  | Air Filter-Regulator-Lubricator, 15micron filter, 1/2" NPT Connection, 8 bars Working Pressure, Manual Drain Valve | 0 | 0 | For RFQ | Pending | Aug 22, 2020 | PR-175-2020
|  | 2020-07-27 | Bacolod | Replacement of Damage Hand Riveter | CENPRI Warehouse | WHC20-1354-CNPR | Stephen Jardinico | 0 | 1 | 2 |  | pcs | A | Riveter, Hand | 0 | 0 | 07.30.2020 - Delivered DR# 1680-CNPR | Fully Delivered | Jul 27, 2020 | WHR-172-2020
|  | 2020-07-23 |  | Personal surfing and communications including videochat with families | CENPRI Employees | ITS20-1356-CNPR | Jushkyle Jambongana | 0 | 1 | 2 |  | Set/s |  | Desktop Computer [(Motherboard Brand: Gigabyte, MSI, ECS), (Processor: Intel Core i3), (Hard Disk Drive: 500 GB), (RAM: 4GB DDR4)], Mouse (Brand: A4tech, Model: OP-720), Keyboard (Brand: A4tech, Model: KRS-92), | 0 | 0 | For RFQ | Pending | Aug 15, 2020 | HR-176-2020
|  | 2020-07-23 |  | Personal surfing and communications including videochat with families | CENPRI Employees | ITS20-1356-CNPR | Jushkyle Jambongana | 0 | 2 | 2 |  | Pc/s |  | Webcam, Brand: A4tech, Feautures: 1080p Full HD Sensor, Plug and Play Video,Anti-glare coating, 360 degree swivel, Stable mounting clip | 0 | 0 | For RFQ | Pending | Aug 15, 2020 | HR-176-2020
|  | 2020-07-23 |  | Personal surfing and communications including videochat with families | CENPRI Employees | ITS20-1356-CNPR | Jushkyle Jambongana | 0 | 3 | 2 |  | Pc/s |  | UPS, Brand: iLogic Blazer 720VA , note: UPS w/ AVR | 0 | 0 | For RFQ | Pending | Aug 15, 2020 | HR-176-2020
|  | 2020-07-23 |  | Personal surfing and communications including videochat with families | CENPRI Employees | ITS20-1356-CNPR | Jushkyle Jambongana | 0 | 4 | 2 |  | Pc/s |  | Wifi Adaptor, Brand: TP-Link | 0 | 0 | For RFQ | Pending | Aug 15, 2020 | HR-176-2020
|  | 2020-07-23 |  | Personal surfing and communications including videochat with families | CENPRI Employees | ITS20-1356-CNPR | Jushkyle Jambongana | 0 | 5 | 2 |  | Pc/s |  | Monitor, Brand: AOC, Size: 18 inches | 0 | 0 | For RFQ | Pending | Aug 15, 2020 | HR-176-2020
|  | 2020-07-23 |  | Personal surfing and communications including videochat with families | CENPRI Employees | ITS20-1356-CNPR | Jushkyle Jambongana | 0 | 6 | 2 |  | Pc/s |  | Computer Headset with Microphone | 0 | 0 | For RFQ | Pending | Aug 15, 2020 | HR-176-2020
|  | 2020-07-23 | Manila/Bacolod | Change Oil of Fuego WCF 520 | RDArgawanon's assigned company vehicle (Fuego WCF 520) | HRS20-1357-CNPR | Irish Dawn Torres | 0 | 1 | 1 |  | pc |  | Oil filter | 0 | 0 | For RFQ | Pending | Jul 29, 2020 | HR-177-2020
|  | 2020-07-23 | Manila/Bacolod | Change Oil of Fuego WCF 520 | RDArgawanon's assigned company vehicle (Fuego WCF 520) | HRS20-1357-CNPR | Irish Dawn Torres | 0 | 2 | 1 |  | pc |  | Fuel Filter | 0 | 0 | For RFQ | Pending | Jul 29, 2020 | HR-177-2020
|  | 2020-07-23 | Manila/Bacolod | Change Oil of Fuego WCF 520 | RDArgawanon's assigned company vehicle (Fuego WCF 520) | HRS20-1357-CNPR | Irish Dawn Torres | 0 | 3 | 7 |  | li |  | Diesel Engine Oil, Rev X | 0 | 0 | For RFQ | Pending | Jul 29, 2020 | HR-177-2020
|  | 2020-07-27 | Manila/Bacolod | Removal of Temporary Generator Shed at Powerhouse (DG1, DG2, DG4 and DG5) | Powerhouse | SPE20-1358-CNPR | Joselito E. Panes | 7 | 1 | 2 |  | cyl/s | A | Oxygen | 0 | 0 | 12.03.2020 - Delivered DR# 1978-CNPR | Fully Delivered | Aug 22, 2020 | FR-183-2020
|  | 2020-07-27 | Manila/Bacolod | Removal of Temporary Generator Shed at Powerhouse (DG1, DG2, DG4 and DG5) | Powerhouse | SPE20-1358-CNPR | Joselito E. Panes | 3 | 2 | 1 |  | cyl/s | B | Acetylene | 0 | 0 | 11.10.2020 - Delivered DR# 1979-CNPR | Fully Delivered | Aug 22, 2020 | FR-183-2020
|  | 2020-08-03 |  | Replacement for Worn Out Bit of Engraver Tool | Running Units Parts Engraving | WHC20-1359-CNPR | Stephen Jardinico | 0 | 1 | 5 |  | pcs |  | Dremel 9929 Engraver Diamond Point Bit Engraver Make and Model: Dremel 290-56 | 0 | 0 | For RFQ | Pending | Aug 28, 2020 | WHR-190-2020
|  | 2020-07-22 | Manila/Bacolod | Warehouse Office Renovation (Electrical) | CENPRI Employees | SPE20-1360-CNPR | Kennah Sasamoto | 0 | 1 | 1 |  | piece |  | Breaker, Circuit, Bolt-on type, 75A, 2P, 220-240V | 0 | 0 | For RFQ | Pending | Aug 5, 2020 | FR-196-2020
|  | 2020-07-22 | Manila/Bacolod | Warehouse Office Renovation (Electrical) | CENPRI Employees | SPE20-1360-CNPR | Kennah Sasamoto | 0 | 2 | 2 |  | pieces |  | Breaker, Circuit, Bolt-on type, 30A, 2P, 220-240V | 0 | 0 | For RFQ | Pending | Aug 5, 2020 | FR-196-2020
|  | 2020-07-22 | Manila/Bacolod | Warehouse Office Renovation (Electrical) | CENPRI Employees | SPE20-1360-CNPR | Kennah Sasamoto | 0 | 3 | 1 |  | piece |  | Breaker, Circuit, Bolt-on type, 20A, 2P, 220-240V | 0 | 0 | For RFQ | Pending | Aug 5, 2020 | FR-196-2020
|  | 2020-07-22 | Manila/Bacolod | Warehouse Office Renovation (Electrical) | CENPRI Employees | SPE20-1360-CNPR | Kennah Sasamoto | 0 | 4 | 1 |  | piece |  | Breaker, Circuit, Bolt-on type, 15A, 2P, 220-240V | 0 | 0 | For RFQ | Pending | Aug 5, 2020 | FR-196-2020
|  | 2020-07-22 | Manila/Bacolod | Warehouse Office Renovation (Electrical) | CENPRI Employees | SPE20-1360-CNPR | Kennah Sasamoto | 0 | 5 | 1 |  | box |  | Panel/Board, Distribution, 6 branches, single phase | 0 | 0 | For RFQ | Pending | Aug 5, 2020 | FR-196-2020
|  | 2020-07-22 | Manila/Bacolod | Warehouse Office Renovation (Electrical) | CENPRI Employees | SPE20-1360-CNPR | Kennah Sasamoto | 0 | 6 | 1 |  | box |  | Wire, Copper, 3.5mm² THW/TW, color: black | 0 | 0 | For RFQ | Pending | Aug 5, 2020 | FR-196-2020
|  | 2020-07-22 | Manila/Bacolod | Warehouse Office Renovation (Electrical) | CENPRI Employees | SPE20-1360-CNPR | Kennah Sasamoto | 0 | 7 | 1 |  | box |  | Wire, Copper, 22mm² THW/TW, color: black | 0 | 0 | For RFQ | Pending | Aug 5, 2020 | FR-196-2020
|  | 2020-07-22 | Manila/Bacolod | Warehouse Office Renovation (Electrical) | CENPRI Employees | SPE20-1360-CNPR | Kennah Sasamoto | 0 | 8 | 1 |  | set |  | Outlet, single LAN ethernet with plate and case | 0 | 0 | For RFQ | Pending | Aug 5, 2020 | FR-196-2020
|  | 2020-07-22 | Manila/Bacolod | Warehouse Office Renovation (Electrical) | CENPRI Employees | SPE20-1360-CNPR | Kennah Sasamoto | 0 | 9 | 1 |  | set |  | Outlet, 1 gang, universal with plate and case | 0 | 0 | For RFQ | Pending | Aug 5, 2020 | FR-196-2020
|  | 2020-07-22 | Manila/Bacolod | Warehouse Office Renovation (Electrical) | CENPRI Employees | SPE20-1360-CNPR | Kennah Sasamoto | 0 | 10 | 13 |  | sets |  | Outlet, 2 gang, universal with plate and case | 0 | 0 | For RFQ | Pending | Aug 5, 2020 | FR-196-2020
|  | 2020-07-22 | Manila/Bacolod | Warehouse Office Renovation (Electrical) | CENPRI Employees | SPE20-1360-CNPR | Kennah Sasamoto | 0 | 11 | 20 |  | length |  | Moulding, Electrical PVC, 1" | 0 | 0 | For RFQ | Pending | Aug 5, 2020 | FR-196-2020
|  | 2020-07-22 | Manila/Bacolod | Warehouse Office Renovation (Electrical) | CENPRI Employees | SPE20-1360-CNPR | Kennah Sasamoto | 0 | 12 | 10 |  | meters |  | Moulding, Soft wiring duct rubber floor, 1 1/2" | 0 | 0 | For RFQ | Pending | Aug 5, 2020 | FR-196-2020
|  | 2020-07-22 | Manila/Bacolod | Warehouse Office Renovation (Electrical) | CENPRI Employees | SPE20-1360-CNPR | Kennah Sasamoto | 0 | 13 | 3 |  | pieces |  | Stikwel, 250 grams | 0 | 0 | For RFQ | Pending | Aug 5, 2020 | FR-196-2020
|  | 2020-07-22 | Manila/Bacolod | Warehouse Office Renovation (Electrical) | CENPRI Employees | SPE20-1360-CNPR | Kennah Sasamoto | 0 | 14 | 25 |  | pieces |  | Screw, 3/16" x 3/4" | 0 | 0 | For RFQ | Pending | Aug 5, 2020 | FR-196-2020
|  | 2020-07-22 | Manila/Bacolod | Warehouse Office Renovation (Electrical) | CENPRI Employees | SPE20-1360-CNPR | Kennah Sasamoto | 0 | 15 | 36 |  | pieces |  | Screw, Tox Concrete, 3/16" x 2" | 0 | 0 | For RFQ | Pending | Aug 5, 2020 | FR-196-2020
|  | 2020-07-22 | Manila/Bacolod | Warehouse Office Renovation (Electrical) | CENPRI Employees | SPE20-1360-CNPR | Kennah Sasamoto | 9 | 16 | 3 |  | rolls |  | Tape, Vinyl, Electrical, Big; Brand: Armak | 0 | 0 | For RFQ | Pending | Aug 5, 2020 | FR-196-2020
|  | 2020-07-22 | Manila/Bacolod | Warehouse Office Renovation (Electrical) | CENPRI Employees | SPE20-1360-CNPR | Kennah Sasamoto | 24 | 17 | 5 |  | kgs. |  | Wire, Tie, #16 | 0 | 0 | For RFQ | Pending | Aug 5, 2020 | FR-196-2020
|  | 2020-07-22 | Manila/Bacolod | Ladies Dormitory (Electrical) | CENPRI Employees | SPE20-1361-CNPR | Kennah Sasamoto | 0 | 1 | 1 |  | piece | A | Breaker, Circuit, Bolt-on type, 75 Amps,2 pole, 220 Volts | 0 | 0 | 12.18.2020 - Delivered DR# 2129-CNPR | Fully Delivered | Aug 5, 2020 | FR-197-2020
|  | 2020-07-22 | Manila/Bacolod | Ladies Dormitory (Electrical) | CENPRI Employees | SPE20-1361-CNPR | Kennah Sasamoto | 0 | 2 | 2 |  | pieces | A | Breaker, Circuit, Bolt-on type, 15 Amps,2 pole, 220 Volts | 0 | 0 | 12.18.2020 - Delivered DR# 2129-CNPR | Fully Delivered | Aug 5, 2020 | FR-197-2020
|  | 2020-07-22 | Manila/Bacolod | Ladies Dormitory (Electrical) | CENPRI Employees | SPE20-1361-CNPR | Kennah Sasamoto | 0 | 3 | 3 |  | pieces | A | Breaker, Circuit, Bolt-on type, 20 Amps,2 pole, 220 Volts | 0 | 0 | 12.18.2020 - Delivered DR# 2129-CNPR | Fully Delivered | Aug 5, 2020 | FR-197-2020
|  | 2020-07-22 | Manila/Bacolod | Ladies Dormitory (Electrical) | CENPRI Employees | SPE20-1361-CNPR | Kennah Sasamoto | 0 | 4 | 1 |  | piece | A | Panel/Board, Distribution, 6 Branches, Bolt-on type | 0 | 0 | 12.18.2020 - Delivered DR# 2129-CNPR | Fully Delivered | Aug 5, 2020 | FR-197-2020
|  | 2020-07-22 | Manila/Bacolod | Ladies Dormitory (Electrical) | CENPRI Employees | SPE20-1361-CNPR | Kennah Sasamoto | 0 | 5 | 2 |  | boxes | A | Wire, Copper, 2.0mm² THW/TW, color: black | 0 | 0 | 12.18.2020 - Delivered DR# 2146-CNPR | Fully Delivered | Aug 5, 2020 | FR-197-2020
|  | 2020-07-22 | Manila/Bacolod | Ladies Dormitory (Electrical) | CENPRI Employees | SPE20-1361-CNPR | Kennah Sasamoto | 0 | 6 | 3 |  | boxes | A | Wire, Copper, 3.5mm² THW/TW, color: black | 0 | 0 | 12.18.2020 - Delivered DR# 2129-CNPR | Fully Delivered | Aug 5, 2020 | FR-197-2020
|  | 2020-07-22 | Manila/Bacolod | Ladies Dormitory (Electrical) | CENPRI Employees | SPE20-1361-CNPR | Kennah Sasamoto | 0 | 7 | 2 |  | boxes | A | Wire, Copper, 5.5mm² THW/TW, color: black | 0 | 0 | 12.18.2020 - Delivered DR# 2129-CNPR | Fully Delivered | Aug 5, 2020 | FR-197-2020
|  | 2020-07-22 | Manila/Bacolod | Ladies Dormitory (Electrical) | CENPRI Employees | SPE20-1361-CNPR | Kennah Sasamoto | 0 | 8 | 4 |  | sets | A | Outlet, 1 Gang, Universal with plate and case | 0 | 0 | 12.18.2020 - Delivered DR# 2130-CNPR | Fully Delivered | Aug 5, 2020 | FR-197-2020
|  | 2020-07-22 | Manila/Bacolod | Ladies Dormitory (Electrical) | CENPRI Employees | SPE20-1361-CNPR | Kennah Sasamoto | 0 | 9 | 10 |  | sets | A | Outlet, 2 Gang, Universal with plate and case | 0 | 0 | 12.18.2020 - Delivered DR# 2130-CNPR | Fully Delivered | Aug 5, 2020 | FR-197-2020
|  | 2020-07-22 | Manila/Bacolod | Ladies Dormitory (Electrical) | CENPRI Employees | SPE20-1361-CNPR | Kennah Sasamoto | 0 | 10 | 1 |  | set | A | Outlet with ground, 1 Gang, Universal with plate and case | 0 | 0 | 12.18.2020 - Delivered DR# 2131-CNPR | Fully Delivered | Aug 5, 2020 | FR-197-2020
|  | 2020-07-22 | Manila/Bacolod | Ladies Dormitory (Electrical) | CENPRI Employees | SPE20-1361-CNPR | Kennah Sasamoto | 0 | 11 | 1 |  | set | A | Outlet, Weather proof Outdoor, 2 Gang, Universal with plate and case | 0 | 0 | 12.18.2020 - Delivered DR# 2131-CNPR | Fully Delivered | Aug 5, 2020 | FR-197-2020
|  | 2020-07-22 | Manila/Bacolod | Ladies Dormitory (Electrical) | CENPRI Employees | SPE20-1361-CNPR | Kennah Sasamoto | 0 | 12 | 8 |  | sets | A | Switch, Surface mount with plate/case, 1 Gang | 0 | 0 | 12.18.2020 - Delivered DR# 2131-CNPR | Fully Delivered | Aug 5, 2020 | FR-197-2020
|  | 2020-07-22 | Manila/Bacolod | Ladies Dormitory (Electrical) | CENPRI Employees | SPE20-1361-CNPR | Kennah Sasamoto | 0 | 13 | 4 |  | sets | A | Switch, Surface mount with plate/case, 3 Gang | 0 | 0 | 12.18.2020 - Delivered DR# 2131-CNPR | Fully Delivered | Aug 5, 2020 | FR-197-2020
|  | 2020-07-22 | Manila/Bacolod | Ladies Dormitory (Electrical) | CENPRI Employees | SPE20-1361-CNPR | Kennah Sasamoto | 0 | 14 | 19 |  | pieces | A | Receptacle, Ceiling, Firefly, E27, 4" | 0 | 0 | 12.18.2020 - Delivered DR# 2131-CNPR | Fully Delivered | Aug 5, 2020 | FR-197-2020
|  | 2020-07-22 | Manila/Bacolod | Ladies Dormitory (Electrical) | CENPRI Employees | SPE20-1361-CNPR | Kennah Sasamoto | 0 | 15 | 19 |  | pieces | A | Bulb, LED, 14W, Color: Cool white | 0 | 0 | 12.18.2020 - Delivered DR# 2129-CNPR | Fully Delivered | Aug 5, 2020 | FR-197-2020
|  | 2020-07-22 | Manila/Bacolod | Ladies Dormitory (Electrical) | CENPRI Employees | SPE20-1361-CNPR | Kennah Sasamoto | 0 | 16 | 4 |  | units | A | LED Rechargeable emergency, 220VAC Light, AEI-390 | 0 | 0 | 12.18.2020 - Delivered DR# 2131-CNPR | Fully Delivered | Aug 5, 2020 | FR-197-2020
|  | 2020-07-22 | Manila/Bacolod | Ladies Dormitory (Electrical) | CENPRI Employees | SPE20-1361-CNPR | Kennah Sasamoto | 0 | 17 | 2 |  | units | A | Fan, Exhaust, Wall Mounted, 10" x 10" diameter | 0 | 0 | 12.18.2020 - Delivered DR# 2131-CNPR | Fully Delivered | Aug 5, 2020 | FR-197-2020
|  | 2020-07-22 | Manila/Bacolod | Ladies Dormitory (Electrical) | CENPRI Employees | SPE20-1361-CNPR | Kennah Sasamoto | 8 | 18 | 45 |  | lengths | A | Pipe, UPVC, 3/4", Color: orange | 0 | 0 | 12.18.2020 - Delivered DR# 2129-CNPR | Fully Delivered | Aug 5, 2020 | FR-197-2020
|  | 2020-07-22 | Manila/Bacolod | Ladies Dormitory (Electrical) | CENPRI Employees | SPE20-1361-CNPR | Kennah Sasamoto | 10 | 19 | 20 |  | lengths | A | Pipe, UPVC, 1/2", Color: orange | 0 | 0 | 12.18.2020 - Delivered DR# 2129-CNPR | Fully Delivered | Aug 5, 2020 | FR-197-2020
|  | 2020-07-22 | Manila/Bacolod | Ladies Dormitory (Electrical) | CENPRI Employees | SPE20-1361-CNPR | Kennah Sasamoto | 0 | 20 | 13 |  | pieces | A | Box, Utility, Flush Type, PVC, Standard Size | 0 | 0 | 12.18.2020 - Delivered DR# 2129-CNPR | Fully Delivered | Aug 5, 2020 | FR-197-2020
|  | 2020-07-22 | Manila/Bacolod | Ladies Dormitory (Electrical) | CENPRI Employees | SPE20-1361-CNPR | Kennah Sasamoto | 0 | 21 | 19 |  | sets | A | Box, Junction with cover, EMT, 4", Octagon | 0 | 0 | 12.18.2020 - Delivered DR# 2129-CNPR | Fully Delivered | Aug 5, 2020 | FR-197-2020
|  | 2020-07-22 | Manila/Bacolod | Ladies Dormitory (Electrical) | CENPRI Employees | SPE20-1361-CNPR | Kennah Sasamoto | 0 | 22 | 135 |  | pieces | A | Clamp, Conduit, EMT, 3/4", 2 holes | 0 | 0 | 12.18.2020 - Delivered DR# 2129-CNPR | Fully Delivered | Aug 5, 2020 | FR-197-2020
|  | 2020-07-22 | Manila/Bacolod | Ladies Dormitory (Electrical) | CENPRI Employees | SPE20-1361-CNPR | Kennah Sasamoto | 0 | 23 | 40 |  | pieces | A | Clamp, Conduit, EMT, 1/2", 2 holes | 0 | 0 | 12.18.2020 - Delivered DR# 2129-CNPR | Fully Delivered | Aug 5, 2020 | FR-197-2020
|  | 2020-07-22 | Manila/Bacolod | Ladies Dormitory (Electrical) | CENPRI Employees | SPE20-1361-CNPR | Kennah Sasamoto | 0 | 24 | 1 |  | box | C | Blind Rivets, 3/4" x 18" diameter | 0 | 0 | 12.18.2020 - Delivered DR# 2151-CNPR | Fully Delivered | Aug 5, 2020 | FR-197-2020
|  | 2020-07-22 | Manila/Bacolod | Ladies Dormitory (Electrical) | CENPRI Employees | SPE20-1361-CNPR | Kennah Sasamoto | 0 | 25 | 2 |  | pieces | E | Drill Bit, 3/4" diameter Dormer | 0 | 0 | 12.22.2020 - Delivered DR# 2184-CNPR | Fully Delivered | Aug 5, 2020 | FR-197-2020
|  | 2020-07-22 | Manila/Bacolod | Ladies Dormitory (Electrical) | CENPRI Employees | SPE20-1361-CNPR | Kennah Sasamoto | 0 | 26 | 1 |  | can | A | PVC Electrical solvent cement, 237ml | 0 | 0 | 12.22.2020 - Delivered DR# 2168-CNPR | Fully Delivered | Aug 5, 2020 | FR-197-2020
|  | 2020-07-22 | Manila/Bacolod | Ladies Dormitory (Electrical) | CENPRI Employees | SPE20-1361-CNPR | Kennah Sasamoto | 9 | 27 | 10 |  | rolls | A | Tape, Vinyl, Electrical, Big | 0 | 0 | 12.18.2020 - Delivered DR# 2130-CNPR | Fully Delivered | Aug 5, 2020 | FR-197-2020
|  | 2020-07-22 | Manila/Bacolod | Ladies Dormitory (Electrical) | CENPRI Employees | SPE20-1361-CNPR | Kennah Sasamoto | 0 | 28 | 5 |  | sachets | B | Sealant, Vulcaseal,75ml | 0 | 0 |  | PO Issued | Aug 5, 2020 | FR-197-2020
|  | 2020-07-22 | Manila/Bacolod | Ladies Dormitory (Electrical) | CENPRI Employees | SPE20-1361-CNPR | Kennah Sasamoto | 0 | 29 | 50 |  | pieces | A | Tie, Cable, 4 mm x 400 mm - UNSERVED 49 pack | 0 | 0 | 12.18.2020 - Delivered DR# 2131-CNPR(1.00 pack) | Partially Delivered | Aug 5, 2020 | FR-197-2020
|  | 2020-07-22 | Manila/Bacolod | Tool Storage Room (Electrical) | CENPRI Employees | SPE20-1362-CNPR | Kennah Sasamoto | 0 | 1 | 1 |  | piece |  | Breaker, Circuit, Bolt-on type, 15A, 2P, 220-240V | 0 | 0 | For RFQ | Pending | Aug 5, 2020 | FR-198-2020
|  | 2020-07-22 | Manila/Bacolod | Tool Storage Room (Electrical) | CENPRI Employees | SPE20-1362-CNPR | Kennah Sasamoto | 0 | 2 | 1 |  | piece |  | Breaker, Circuit, Bolt-on type, 20A, 2P, 220-240V | 0 | 0 | For RFQ | Pending | Aug 5, 2020 | FR-198-2020
|  | 2020-07-22 | Manila/Bacolod | Tool Storage Room (Electrical) | CENPRI Employees | SPE20-1362-CNPR | Kennah Sasamoto | 0 | 3 | 1 |  | box |  | Wire, Copper, 3.5mm² THW/TW, color: black | 0 | 0 | For RFQ | Pending | Aug 5, 2020 | FR-198-2020
|  | 2020-07-22 | Manila/Bacolod | Tool Storage Room (Electrical) | CENPRI Employees | SPE20-1362-CNPR | Kennah Sasamoto | 0 | 4 | 1 |  | box |  | Wire, Copper, 2.0mm² THW/TW, color: black | 0 | 0 | For RFQ | Pending | Aug 5, 2020 | FR-198-2020
|  | 2020-07-22 | Manila/Bacolod | Tool Storage Room (Electrical) | CENPRI Employees | SPE20-1362-CNPR | Kennah Sasamoto | 0 | 5 | 2 |  | set |  | Outlet, 2 gang, universal with plate | 0 | 0 | For RFQ | Pending | Aug 5, 2020 | FR-198-2020
|  | 2020-07-22 | Manila/Bacolod | Tool Storage Room (Electrical) | CENPRI Employees | SPE20-1362-CNPR | Kennah Sasamoto | 0 | 6 | 1 |  | sets |  | Switch, Surface mount with plate/case, 2 Gang | 0 | 0 | For RFQ | Pending | Aug 5, 2020 | FR-198-2020
|  | 2020-07-22 | Manila/Bacolod | Tool Storage Room (Electrical) | CENPRI Employees | SPE20-1362-CNPR | Kennah Sasamoto | 0 | 7 | 7 |  | length |  | Pipe, RSC conduit, 1/2" | 0 | 0 | For RFQ | Pending | Aug 5, 2020 | FR-198-2020
|  | 2020-07-22 | Manila/Bacolod | Tool Storage Room (Electrical) | CENPRI Employees | SPE20-1362-CNPR | Kennah Sasamoto | 0 | 8 | 12 |  | pieces |  | Coupling, RSC 1/2" | 0 | 0 | For RFQ | Pending | Aug 5, 2020 | FR-198-2020
|  | 2020-07-22 | Manila/Bacolod | Tool Storage Room (Electrical) | CENPRI Employees | SPE20-1362-CNPR | Kennah Sasamoto | 0 | 9 | 8 |  | pieces |  | Bushing and Locknut (12.7mm) | 0 | 0 | For RFQ | Pending | Aug 5, 2020 | FR-198-2020
|  | 2020-07-22 | Manila/Bacolod | Tool Storage Room (Electrical) | CENPRI Employees | SPE20-1362-CNPR | Kennah Sasamoto | 0 | 10 | 6 |  | pieces |  | LB condulet, RSC with cover, 1/2" | 0 | 0 | For RFQ | Pending | Aug 5, 2020 | FR-198-2020
|  | 2020-07-22 | Manila/Bacolod | Tool Storage Room (Electrical) | CENPRI Employees | SPE20-1362-CNPR | Kennah Sasamoto | 0 | 11 | 30 |  | pieces |  | Screw, 3/16" x 3/4" | 0 | 0 | For RFQ | Pending | Aug 5, 2020 | FR-198-2020
|  | 2020-07-22 | Manila/Bacolod | Tool Storage Room (Electrical) | CENPRI Employees | SPE20-1362-CNPR | Kennah Sasamoto | 0 | 12 | 20 |  | pieces |  | Screw, Tox Concrete, 3/16" x 2" | 0 | 0 | For RFQ | Pending | Aug 5, 2020 | FR-198-2020
|  | 2020-07-22 | Manila/Bacolod | Tool Storage Room (Electrical) | CENPRI Employees | SPE20-1362-CNPR | Kennah Sasamoto | 0 | 13 | 1 |  | rolls |  | Tape, PTFE, Industrial, 3/4", (Teflon) | 0 | 0 | For RFQ | Pending | Aug 5, 2020 | FR-198-2020
|  | 2020-07-22 | Manila/Bacolod | Tool Storage Room (Electrical) | CENPRI Employees | SPE20-1362-CNPR | Kennah Sasamoto | 0 | 14 | 3 |  | pieces |  | Box, Surface mounted utility metal | 0 | 0 | For RFQ | Pending | Aug 5, 2020 | FR-198-2020
|  | 2020-07-22 | Manila/Bacolod | Tool Storage Room (Electrical) | CENPRI Employees | SPE20-1362-CNPR | Kennah Sasamoto | 0 | 15 | 2 |  | pieces |  | Stikwel, 250 grams | 0 | 0 | For RFQ | Pending | Aug 5, 2020 | FR-198-2020
|  | 2020-07-22 | Manila/Bacolod | Tool Storage Room (Electrical) | CENPRI Employees | SPE20-1362-CNPR | Kennah Sasamoto | 0 | 16 | 2 |  | sets |  | Fluorescent Tube T8, 40 watts with single batten fluorescent ceiling fittings | 0 | 0 | For RFQ | Pending | Aug 5, 2020 | FR-198-2020
|  | 2020-07-22 | Manila/Bacolod | Tool Storage Room (Electrical) | CENPRI Employees | SPE20-1362-CNPR | Kennah Sasamoto | 0 | 17 | 2 |  | pieces |  | Starter Switch, 220-240V, 4-40W | 0 | 0 | For RFQ | Pending | Aug 5, 2020 | FR-198-2020
|  | 2020-07-22 | Manila/Bacolod | Tool Storage Room (Electrical) | CENPRI Employees | SPE20-1362-CNPR | Kennah Sasamoto | 9 | 18 | 2 |  | rolls |  | Tape, Vinyl, Electrical, Big; Brand: Armak | 0 | 0 | For RFQ | Pending | Aug 5, 2020 | FR-198-2020
|  | 2020-07-22 | Manila/Bacolod | Tool Storage Room (Electrical) | CENPRI Employees | SPE20-1362-CNPR | Kennah Sasamoto | 0 | 19 | 50 |  | pieces |  | Tie, Cable, 4 mm x 400 mm | 0 | 0 | For RFQ | Pending | Aug 5, 2020 | FR-198-2020
|  | 2020-08-03 | Manila/Bacolod | 5MW Generator Rewinding Enclosure | Spare Stator | ECMG20-1363-CNPR | Kennah Sasamoto | 0 | 1 | 2 |  | lengths | A | Sackoline, 5m x 10m | 0 | 0 | 10.19.2020 - Delivered DR# 1932-CNPR | Fully Delivered | Aug 17, 2020 | PR-199-2020
|  | 2020-08-03 | Manila/Bacolod | 5MW Generator Rewinding Enclosure | Spare Stator | ECMG20-1363-CNPR | Kennah Sasamoto | 0 | 2 | 3 |  | pcs. | B | LED fluorescent lamp, 18 watts, Brand: Firefly | 0 | 0 | 10.23.2020 - Delivered DR# 1933-CNPR | Fully Delivered | Aug 17, 2020 | PR-199-2020
|  | 2020-07-29 | Manila / Bacolod | Spare Parts for Turbocharger | Running Units (DG 1 - 5) | OPE20-1364-CNPR | Godfrey Samano | 0 | 1 | 4 |  | sets |  | Turbocharger - Complete Assembly (Pielstick) | 0 | 0 | For RFQ | Pending | Aug 31, 2020 | PR-200-2020
|  | 2020-07-29 | Manila / Bacolod | Spare Parts for Turbocharger | Running Units (DG 1 - 5) | OPE20-1364-CNPR | Godfrey Samano | 0 | 2 | 1 |  | pc |  | Gas Outlet Casing (Center Casing) | 0 | 0 | For RFQ | Pending | Aug 31, 2020 | PR-200-2020
|  | 2020-08-05 | Bacolod | Spare Parts for Turbocharger | Running Units (DG 1 - 5) | OPE20-1365-CNPR | Godfrey Samano | 0 | 1 | 2 |  | kgs. |  | Rods, Welding, 6013 | 0 | 0 | Cancelled PR, Incorrect Details. 08.05.20 | Cancelled | Aug 7, 2020
|  | 2020-08-05 | Bacolod | Spare Parts for Turbocharger | Running Units (DG 1 - 5) | OPE20-1365-CNPR | Godfrey Samano | 0 | 2 | 2 |  | pcs. |  | Disc, Cutting, 4" | 0 | 0 | Cancelled PR, Incorrect Details. 08.05.20 | Cancelled | Aug 7, 2020
|  | 2020-08-05 | Bacolod | Spare Parts for Turbocharger | Running Units (DG 1 - 5) | OPE20-1365-CNPR | Godfrey Samano | 0 | 3 | 1 |  | pc. |  | Disc, Grinding, 4" | 0 | 0 | Cancelled PR, Incorrect Details. 08.05.20 | Cancelled | Aug 7, 2020
|  | 2020-08-05 | Bacolod | Spare Parts for Turbocharger | Running Units (DG 1 - 5) | OPE20-1365-CNPR | Godfrey Samano | 0 | 4 | 1 |  | pc. |  | Disc, Cutting, 14" | 0 | 0 | Cancelled PR, Incorrect Details. 08.05.20 | Cancelled | Aug 7, 2020
|  | 2020-08-05 | Bacolod | Spare Parts for Turbocharger | Running Units (DG 1 - 5) | OPE20-1365-CNPR | Godfrey Samano | 0 | 5 | 2 |  | pcs. |  | Brush, Paint, 2" | 0 | 0 | Cancelled PR, Incorrect Details. 08.05.20 | Cancelled | Aug 7, 2020
|  | 2020-08-05 | Bacolod | Spare Parts for Turbocharger | Running Units (DG 1 - 5) | OPE20-1365-CNPR | Godfrey Samano | 0 | 6 | 4 |  | sheets |  | Paper, Sand, G120 | 0 | 0 | Cancelled PR, Incorrect Details. 08.05.20 | Cancelled | Aug 7, 2020
|  | 2020-08-05 | Bacolod | Spare Parts for Turbocharger | Running Units (DG 1 - 5) | OPE20-1365-CNPR | Godfrey Samano | 0 | 7 | 1 |  | pc. |  | Bit, Drill, Masonry 1/4" | 0 | 0 | Cancelled PR, Incorrect Details. 08.05.20 | Cancelled | Aug 7, 2020
|  | 2020-08-05 | Bacolod | Installation of Curtain Partition at Bacolod Office Quarter. | CENPRI Employees | HR20-1366-CNPR | Rochelle Medina | 0 | 1 | 2 | Orig.: 2.00 kgs | kgs. | B | Rods, Welding, 6013 | 0 | 0 | 08.11.2020 - Delivered DR# 1721-CNPR | Fully Delivered | Aug 7, 2020
|  | 2020-08-05 | Bacolod | Installation of Curtain Partition at Bacolod Office Quarter. | CENPRI Employees | HR20-1366-CNPR | Rochelle Medina | 0 | 2 | 2 | Orig.: 1.00 pcs | pcs. | B | Disc, Cutting, 4" - UNSERVED 1 pcs | 0 | 0 | 08.11.2020 - Delivered DR# 1721-CNPR(1.00 pcs) | Partially Delivered | Aug 7, 2020
|  | 2020-08-05 | Bacolod | Installation of Curtain Partition at Bacolod Office Quarter. | CENPRI Employees | HR20-1366-CNPR | Rochelle Medina | 0 | 3 | 1 |  | pc. | C | Disc, Grinding, 4" | 0 | 0 | 08.08.2020 - Delivered DR# 1712-CNPR | Fully Delivered | Aug 7, 2020
|  | 2020-08-05 | Bacolod | Installation of Curtain Partition at Bacolod Office Quarter. | CENPRI Employees | HR20-1366-CNPR | Rochelle Medina | 0 | 4 | 1 |  | pc. | D | Disc, Cutting, 14" | 0 | 0 | For RFQ | Pending | Aug 7, 2020
|  | 2020-08-05 | Bacolod | Installation of Curtain Partition at Bacolod Office Quarter. | CENPRI Employees | HR20-1366-CNPR | Rochelle Medina | 0 | 5 | 2 |  | pcs. | C | Brush, Paint, 2" | 0 | 0 | 08.08.2020 - Delivered DR# 1712-CNPR | Fully Delivered | Aug 7, 2020
|  | 2020-08-05 | Bacolod | Installation of Curtain Partition at Bacolod Office Quarter. | CENPRI Employees | HR20-1366-CNPR | Rochelle Medina | 0 | 6 | 4 |  | sheets | C | Paper, Sand, G120 | 0 | 0 | 08.08.2020 - Delivered DR# 1712-CNPR | Fully Delivered | Aug 7, 2020
|  | 2020-08-05 | Bacolod | Installation of Curtain Partition at Bacolod Office Quarter. | CENPRI Employees | HR20-1366-CNPR | Rochelle Medina | 0 | 7 | 1 |  | pc. | G | Bit, Drill, Masonry 1/4" | 0 | 0 | 08.08.2020 - Delivered DR# 1711-CNPR | Fully Delivered | Aug 7, 2020
|  | 2020-08-05 | Bacolod | Fabrication of Beds for Bacolod Office Sleeping Quarter ( 10 pcs. Single Beds 36" x 75" / 1 pc. Double Deck) | CENPRI Employees | HR20-1367-CNPR | Rochelle Medina | 0 | 1 | 20 |  | sachets |  | Adhesive, Stikwel | 0 | 0 | Cancelled PR. Incorrect Requestor. 08.07.20 | Cancelled | Aug 10, 2020
|  | 2020-08-05 | Bacolod | Fabrication of Beds for Bacolod Office Sleeping Quarter ( 10 pcs. Single Beds 36" x 75" / 1 pc. Double Deck) | CENPRI Employees | HR20-1367-CNPR | Rochelle Medina | 0 | 2 | 1 |  | gal. |  | Paint, Thinner | 0 | 0 | Cancelled PR. Incorrect Requestor. 08.07.20 | Cancelled | Aug 10, 2020
|  | 2020-08-05 | Bacolod | Fabrication of Beds for Bacolod Office Sleeping Quarter ( 10 pcs. Single Beds 36" x 75" / 1 pc. Double Deck) | CENPRI Employees | HR20-1367-CNPR | Rochelle Medina | 0 | 3 | 2 |  | pcs.. |  | Brush, Paint | 0 | 0 | Cancelled PR. Incorrect Requestor. 08.07.20 | Cancelled | Aug 10, 2020
|  | 2020-08-05 | Bacolod | Fabrication of Beds for Bacolod Office Sleeping Quarter ( 10 pcs. Single Beds 36" x 75" / 1 pc. Double Deck) | CENPRI Employees | HR20-1367-CNPR | Rochelle Medina | 0 | 4 | 2 |  | pcs. |  | Brush, Roller, with Handle, 4" | 0 | 0 | Cancelled PR. Incorrect Requestor. 08.07.20 | Cancelled | Aug 10, 2020
|  | 2020-08-05 | Bacolod | Fabrication of Beds for Bacolod Office Sleeping Quarter ( 10 pcs. Single Beds 36" x 75" / 1 pc. Double Deck) | CENPRI Employees | HR20-1367-CNPR | Rochelle Medina | 0 | 5 | 2 |  | pcs. |  | Brush, Roller, Refill, 4" | 0 | 0 | Cancelled PR. Incorrect Requestor. 08.07.20 | Cancelled | Aug 10, 2020
|  | 2020-08-05 | Bacolod | Fabrication of Beds for Bacolod Office Sleeping Quarter ( 10 pcs. Single Beds 36" x 75" / 1 pc. Double Deck) | CENPRI Employees | HR20-1367-CNPR | Rochelle Medina | 0 | 6 | 8 |  | sheets |  | Paper, Sand, 120 | 0 | 0 | Cancelled PR. Incorrect Requestor. 08.07.20 | Cancelled | Aug 10, 2020
|  | 2020-08-05 | Bacolod | Fabrication of Beds for Bacolod Office Sleeping Quarter ( 10 pcs. Single Beds 36" x 75" / 1 pc. Double Deck) | CENPRI Employees | HR20-1367-CNPR | Rochelle Medina | 0 | 7 | 15 |  | sheets |  | Paper, Sand, 80 | 0 | 0 | Cancelled PR. Incorrect Requestor. 08.07.20 | Cancelled | Aug 10, 2020
|  | 2020-08-05 | Bacolod | Fabrication of Beds for Bacolod Office Sleeping Quarter ( 10 pcs. Single Beds 36" x 75" / 1 pc. Double Deck) | CENPRI Employees | HR20-1367-CNPR | Rochelle Medina | 0 | 8 | 4 |  | kgs. |  | Compound, Patching | 0 | 0 | Cancelled PR. Incorrect Requestor. 08.07.20 | Cancelled | Aug 10, 2020
|  | 2020-08-05 | Bacolod | Fabrication of Beds for CENPRI Plant Site Sleeping Quarter at Brgy. Calumangan, Bago City | CENPRI Plant Site Employees | HR20-1368-CNPR | Rochelle Medina | 0 | 1 | 8 |  | sachets |  | Adhesive, Stikwel | 0 | 0 | Cancelled PR. Incorrect Requestor. 08.07.20 | Cancelled | Aug 10, 2020
|  | 2020-08-05 | Bacolod | Fabrication of Beds for CENPRI Plant Site Sleeping Quarter at Brgy. Calumangan, Bago City | CENPRI Plant Site Employees | HR20-1368-CNPR | Rochelle Medina | 0 | 2 | 1 |  | gal. |  | Paint, Thinner | 0 | 0 | Cancelled PR. Incorrect Requestor. 08.07.20 | Cancelled | Aug 10, 2020
|  | 2020-08-05 | Bacolod | Fabrication of Beds for CENPRI Plant Site Sleeping Quarter at Brgy. Calumangan, Bago City | CENPRI Plant Site Employees | HR20-1368-CNPR | Rochelle Medina | 0 | 3 | 1 |  | pc. |  | Brush, Paint | 0 | 0 | Cancelled PR. Incorrect Requestor. 08.07.20 | Cancelled | Aug 10, 2020
|  | 2020-08-05 | Bacolod | Fabrication of Beds for CENPRI Plant Site Sleeping Quarter at Brgy. Calumangan, Bago City | CENPRI Plant Site Employees | HR20-1368-CNPR | Rochelle Medina | 0 | 4 | 2 |  | pcs. |  | Brush, Roller, Refill, 4" | 0 | 0 | Cancelled PR. Incorrect Requestor. 08.07.20 | Cancelled | Aug 10, 2020
|  | 2020-08-05 | Bacolod | Fabrication of Beds for CENPRI Plant Site Sleeping Quarter at Brgy. Calumangan, Bago City | CENPRI Plant Site Employees | HR20-1368-CNPR | Rochelle Medina | 0 | 5 | 4 |  | sheets |  | Paper, Sand, 120 | 0 | 0 | Cancelled PR. Incorrect Requestor. 08.07.20 | Cancelled | Aug 10, 2020
|  | 2020-08-05 | Bacolod | Fabrication of Beds for CENPRI Plant Site Sleeping Quarter at Brgy. Calumangan, Bago City | CENPRI Plant Site Employees | HR20-1368-CNPR | Rochelle Medina | 0 | 6 | 6 |  | sheets |  | Paper, Sand, 80 | 0 | 0 | Cancelled PR. Incorrect Requestor. 08.07.20 | Cancelled | Aug 10, 2020
|  | 2020-08-05 | Bacolod | Fabrication of Beds for CENPRI Plant Site Sleeping Quarter at Brgy. Calumangan, Bago City | CENPRI Plant Site Employees | HR20-1368-CNPR | Rochelle Medina | 0 | 7 | 2 |  | kgs. |  | Compound, Patching | 0 | 0 | Cancelled PR. Incorrect Requestor. 08.07.20 | Cancelled | Aug 7, 2020
|  | 2020-08-05 | Bacolod | Fabrication of Beds for Bacolod Office Sleeping Quarter ( 10 pcs. Single Beds 36" x 75" / 1 pc. Double Deck) | CENPRI Employees | HR20-1369-CNPR | Iris Sixto | 0 | 1 | 20 |  | sachets | A | Adhesive, Stikwel | 0 | 0 | 08.13.2020 - Delivered DR# 1723-CNPR | Fully Delivered | Aug 10, 2020
|  | 2020-08-05 | Bacolod | Fabrication of Beds for Bacolod Office Sleeping Quarter ( 10 pcs. Single Beds 36" x 75" / 1 pc. Double Deck) | CENPRI Employees | HR20-1369-CNPR | Iris Sixto | 0 | 2 | 1 |  | gal. | A | Paint, Thinner | 0 | 0 | 08.13.2020 - Delivered DR# 1724-CNPR | Fully Delivered | Aug 10, 2020
|  | 2020-08-05 | Bacolod | Fabrication of Beds for Bacolod Office Sleeping Quarter ( 10 pcs. Single Beds 36" x 75" / 1 pc. Double Deck) | CENPRI Employees | HR20-1369-CNPR | Iris Sixto | 0 | 3 | 2 |  | pcs.. | A | Brush, Paint | 0 | 0 | 08.13.2020 - Delivered DR# 1724-CNPR | Fully Delivered | Aug 10, 2020
|  | 2020-08-05 | Bacolod | Fabrication of Beds for Bacolod Office Sleeping Quarter ( 10 pcs. Single Beds 36" x 75" / 1 pc. Double Deck) | CENPRI Employees | HR20-1369-CNPR | Iris Sixto | 0 | 4 | 2 |  | pcs. | A | Brush, Roller, with Handle, 4" | 0 | 0 | 08.13.2020 - Delivered DR# 1724-CNPR | Fully Delivered | Aug 10, 2020
|  | 2020-08-05 | Bacolod | Fabrication of Beds for Bacolod Office Sleeping Quarter ( 10 pcs. Single Beds 36" x 75" / 1 pc. Double Deck) | CENPRI Employees | HR20-1369-CNPR | Iris Sixto | 0 | 5 | 2 |  | pcs. | A | Brush, Roller, Refill, 4" | 0 | 0 | 08.13.2020 - Delivered DR# 1724-CNPR | Fully Delivered | Aug 10, 2020
|  | 2020-08-05 | Bacolod | Fabrication of Beds for Bacolod Office Sleeping Quarter ( 10 pcs. Single Beds 36" x 75" / 1 pc. Double Deck) | CENPRI Employees | HR20-1369-CNPR | Iris Sixto | 0 | 6 | 8 |  | sheets | A | Paper, Sand, 120 | 0 | 0 | 08.13.2020 - Delivered DR# 1724-CNPR | Fully Delivered | Aug 10, 2020
|  | 2020-08-05 | Bacolod | Fabrication of Beds for Bacolod Office Sleeping Quarter ( 10 pcs. Single Beds 36" x 75" / 1 pc. Double Deck) | CENPRI Employees | HR20-1369-CNPR | Iris Sixto | 0 | 7 | 15 |  | sheets | A | Paper, Sand, 80 | 0 | 0 | 08.13.2020 - Delivered DR# 1722-CNPR | Fully Delivered | Aug 10, 2020
|  | 2020-08-05 | Bacolod | Fabrication of Beds for Bacolod Office Sleeping Quarter ( 10 pcs. Single Beds 36" x 75" / 1 pc. Double Deck) | CENPRI Employees | HR20-1369-CNPR | Iris Sixto | 0 | 8 | 4 |  | kgs. | A | Compound, Patching | 0 | 0 | 08.13.2020 - Delivered DR# 1723-CNPR | Fully Delivered | Aug 10, 2020
|  | 2020-08-05 | Bacolod | Fabrication of Beds for CENPRI Plant Site Sleeping Quarter at Brgy. Calumangan, Bago City | CENPRI Plant Site Employees | HR20-1370-CNPR | Iris Sixto | 0 | 1 | 8 |  | sachets | B | Adhesive, Stikwel | 0 | 0 | Cancelled PO. Refer to PO No. PHR20-1381-1792 08.11.20 | Cancelled | Aug 10, 2020
|  | 2020-08-05 | Bacolod | Fabrication of Beds for CENPRI Plant Site Sleeping Quarter at Brgy. Calumangan, Bago City | CENPRI Plant Site Employees | HR20-1370-CNPR | Iris Sixto | 0 | 2 | 1 |  | gal. | B | Paint, Thinner | 0 | 0 | Cancelled PO. Refer to PO No. PHR20-1381-1791 08.11.20 | Cancelled | Aug 10, 2020
|  | 2020-08-05 | Bacolod | Fabrication of Beds for CENPRI Plant Site Sleeping Quarter at Brgy. Calumangan, Bago City | CENPRI Plant Site Employees | HR20-1370-CNPR | Iris Sixto | 0 | 3 | 1 |  | pc. | B | Brush, Paint | 0 | 0 | Cancelled PO. Refer to PO No. PHR20-1381-1791 08.11.20 | Cancelled | Aug 10, 2020
|  | 2020-08-05 | Bacolod | Fabrication of Beds for CENPRI Plant Site Sleeping Quarter at Brgy. Calumangan, Bago City | CENPRI Plant Site Employees | HR20-1370-CNPR | Iris Sixto | 0 | 4 | 2 |  | pcs. | B | Brush, Roller, Refill, 4" | 0 | 0 | Cancelled PO. Refer to PO No. PHR20-1381-1791 08.11.20 | Cancelled | Aug 10, 2020
|  | 2020-08-05 | Bacolod | Fabrication of Beds for CENPRI Plant Site Sleeping Quarter at Brgy. Calumangan, Bago City | CENPRI Plant Site Employees | HR20-1370-CNPR | Iris Sixto | 0 | 5 | 4 |  | sheets | B | Paper, Sand, 120 | 0 | 0 | Cancelled PO. Refer to PO No. PHR20-1381-1791 08.11.20 | Cancelled | Aug 10, 2020
|  | 2020-08-05 | Bacolod | Fabrication of Beds for CENPRI Plant Site Sleeping Quarter at Brgy. Calumangan, Bago City | CENPRI Plant Site Employees | HR20-1370-CNPR | Iris Sixto | 0 | 6 | 6 |  | sheets | B | Paper, Sand, 80 | 0 | 0 | Cancelled PO. Refer to PO No. PHR20-1381-1795 08.11.20 | Cancelled | Aug 10, 2020
|  | 2020-08-05 | Bacolod | Fabrication of Beds for CENPRI Plant Site Sleeping Quarter at Brgy. Calumangan, Bago City | CENPRI Plant Site Employees | HR20-1370-CNPR | Iris Sixto | 0 | 7 | 2 |  | kgs. | B | Compound, Patching | 0 | 0 | Cancelled PO. Refer to PO No. PHR20-1381-1792 08.11.20 | Cancelled | Aug 7, 2020
|  | 2020-06-03 |  | Ladies Dormitory | CENPRI Female Employees | SPE20-1371-CNPR | Iris J. Sixto/Irish Dawn E. Torres | 0 | 1 | 30 |  | pcs | A | Drill Bit, Metal, 1/8" - UNSERVED 13 pcs | 0 | 0 | 08.19.2020 - Delivered DR# 1731-CNPR(17.00 pcs) | Partially Delivered | Aug 8, 2020 | FR-103-2020
|  | 2020-08-07 | Manila/Bacolod | Construction of Septic Tank at Staffhouse and Repair of Comfort Room at Rear side of Powerhouse Building | Site Personnel | HRS20-1372-CNPR | Irish Dawn Torres | 69 | 1 | 3 |  | bags |  | cement, portland | 0 | 0 | For RFQ | Pending | Aug 11, 2020 | HR-202-2020
|  | 2020-08-07 | Manila/Bacolod | Construction of Septic Tank at Staffhouse and Repair of Comfort Room at Rear side of Powerhouse Building | Site Personnel | HRS20-1372-CNPR | Irish Dawn Torres | 16 | 2 | 3 |  | length |  | pipes, pvc 4" | 0 | 0 | For RFQ | Pending | Aug 11, 2020 | HR-202-2020
|  | 2020-08-07 | Manila/Bacolod | Construction of Septic Tank at Staffhouse and Repair of Comfort Room at Rear side of Powerhouse Building | Site Personnel | HRS20-1372-CNPR | Irish Dawn Torres | 5 | 3 | 2 |  | length |  | elbow, pvc 4" (90°) | 0 | 0 | For RFQ | Pending | Aug 11, 2020 | HR-202-2020
|  | 2020-08-07 | Manila/Bacolod | Construction of Septic Tank at Staffhouse and Repair of Comfort Room at Rear side of Powerhouse Building | Site Personnel | HRS20-1372-CNPR | Irish Dawn Torres | 6 | 4 | 1 |  | pc |  | reducer, pvc, 4"X2" (Tee) | 0 | 0 | For RFQ | Pending | Aug 11, 2020 | HR-202-2020
|  | 2020-08-07 | Manila/Bacolod | Construction of Septic Tank at Staffhouse and Repair of Comfort Room at Rear side of Powerhouse Building | Site Personnel | HRS20-1372-CNPR | Irish Dawn Torres | 11 | 5 | 2 |  | length |  | pipe, pvc 2" | 0 | 0 | For RFQ | Pending | Aug 11, 2020 | HR-202-2020
|  | 2020-08-07 | Manila/Bacolod | Construction of Septic Tank at Staffhouse and Repair of Comfort Room at Rear side of Powerhouse Building | Site Personnel | HRS20-1372-CNPR | Irish Dawn Torres | 0 | 6 | 1 |  | can |  | solvent, pvc 100ml | 0 | 0 | For RFQ | Pending | Aug 11, 2020 | HR-202-2020
|  | 2020-08-07 | Manila/Bacolod | Construction of Septic Tank at Staffhouse and Repair of Comfort Room at Rear side of Powerhouse Building | Site Personnel | HRS20-1372-CNPR | Irish Dawn Torres | 0 | 7 | 1 |  | pc |  | faucet, water 1/2 | 0 | 0 | For RFQ | Pending | Aug 11, 2020 | HR-202-2020
|  | 2020-08-07 | Manila/Bacolod | Construction of Septic Tank at Staffhouse and Repair of Comfort Room at Rear side of Powerhouse Building | Site Personnel | HRS20-1372-CNPR | Irish Dawn Torres | 1 | 8 | 1 |  | roll |  | tapelone, 3/4 | 0 | 0 | For RFQ | Pending | Aug 11, 2020 | HR-202-2020
|  | 2020-08-07 |  | Will be used as QR scanner/reader for new timekeeping system | Plant Personnel | ITS20-1373-CNPR | Jushkyle Jambongana | 0 | 1 | 1 |  | Pc/s |  | Laptop 14 inches (with camera). Brand: Acer, Lenovo, Asus, HP, Dell. Processor: Intel Core i3 or i5. RAM: 4GB. Storage: 500 GB. | 0 | 0 | For RFQ | Pending | Aug 19, 2020 | HR-203-2020
|  | 2020-08-07 |  | Additional item for Bago Plant Site Centralized Network Infrastructure | CENPRI Employees | ITS20-1374-CNPR | Jushkyle Jambongana | 0 | 1 | 1 |  | Pc/s |  | Ubiquity Nanostation M5 | 0 | 0 | For RFQ | Pending | Aug 12, 2020 | HR-204-2020
|  | 2020-08-07 | Bacolod | For Water Softener Chemical dosing | Running Units | LAB20-1375-CNPR | Beverly Ampog | 0 | 1 | 10 |  | sack |  | Industrial Salt | 0 | 0 | For RFQ | Pending | Aug 24, 2020 | PR-205-2020
|  | 2020-08-07 | Manila/Bacolod | Installation of Plastic Barriers | ECMG and Warehouse Office | SPE20-1376-CNPR | Iris J. Sixto | 0 | 1 | 2 |  | rolls |  | Plastic, Cover, Clear, Gauge, 20 x 48" x 50 m | 0 | 0 | For RFQ | Pending | Aug 10, 2020 | FR-206-2020
|  | 2020-08-07 | Manila/Bacolod | Installation of Plastic Barriers | ECMG and Warehouse Office | SPE20-1376-CNPR | Iris J. Sixto | 0 | 2 | 2 |  | rolls |  | Tie, Nylon, 250 pounds x 100 m long | 0 | 0 | For RFQ | Pending | Aug 10, 2020 | FR-206-2020
|  | 2020-08-07 | Manila/Bacolod | Installation of Plastic Barriers | ECMG and Warehouse Office | SPE20-1376-CNPR | Iris J. Sixto | 0 | 3 | 75 |  | pcs |  | Hook, Screw, Steel, 2", w/ tox | 0 | 0 | For RFQ | Pending | Aug 10, 2020 | FR-206-2020
|  | 2020-08-07 | Manila/Bacolod | Installation of Plastic Barriers | ECMG and Warehouse Office | SPE20-1376-CNPR | Iris J. Sixto | 3 | 4 | 2 |  | pcs |  | Bit, Drill, Metal, 1/8" | 0 | 0 | For RFQ | Pending | Aug 10, 2020 | FR-206-2020
|  | 2020-08-07 | Manila/Bacolod | Installation of Plastic Barriers | ECMG and Warehouse Office | SPE20-1376-CNPR | Iris J. Sixto | 0 | 5 | 1 |  | box |  | Wire, Staple, 35-5M | 0 | 0 | For RFQ | Pending | Aug 10, 2020 | FR-206-2020
|  | 2020-08-07 | Manila/Bacolod | Installation of Plastic Barriers | ECMG and Warehouse Office | SPE20-1376-CNPR | Iris J. Sixto | 0 | 6 | 2 |  | pc |  | Stapler, HD, 50-5M | 0 | 0 | For RFQ | Pending | Aug 10, 2020 | FR-206-2020
|  | 2020-08-07 | Manila/Bacolod | Installation of Plastic Barriers | ECMG and Warehouse Office | SPE20-1376-CNPR | Iris J. Sixto | 0 | 7 | 3 |  | rolls |  | Tape,Cellophane 2" | 0 | 0 | For RFQ | Pending | Aug 10, 2020 | FR-206-2020
|  | 2020-08-03 | Manila / Bacolod | Spare Parts for Control Air Compressor (Supersedes PR-528-2019) | Running Units (DG 1 - 5). CONTROL AIR COMPRESSOR DETAILS, Make: Ingersollrand, Model: 3000E30, SN: 30T 906845 | OPE20-1377-CNPR | A Ortega | 0 | 1 | 2 |  | pcs |  | Oil Seal | 0 | 0 | For RFQ | Pending | Oct 31, 2020 | PR-207-2020
|  | 2020-08-03 | Manila / Bacolod | Spare Parts for Control Air Compressor (Supersedes PR-528-2019) | Running Units (DG 1 - 5). CONTROL AIR COMPRESSOR DETAILS, Make: Ingersollrand, Model: 3000E30, SN: 30T 906845 | OPE20-1377-CNPR | A Ortega | 0 | 2 | 1 |  | pc |  | Oil low level switch | 0 | 0 | For RFQ | Pending | Oct 31, 2020 | PR-207-2020
|  | 2020-08-03 | Manila / Bacolod | Spare Parts for Control Air Compressor (Supersedes PR-528-2019) | Running Units (DG 1 - 5). CONTROL AIR COMPRESSOR DETAILS, Make: Ingersollrand, Model: 3000E30, SN: 30T 906845 | OPE20-1377-CNPR | A Ortega | 0 | 3 | 2 |  | pcs |  | Frame end cover gasket | 0 | 0 | For RFQ | Pending | Oct 31, 2020 | PR-207-2020
|  | 2020-08-03 | Manila / Bacolod | Spare Parts for Control Air Compressor (Supersedes PR-528-2019) | Running Units (DG 1 - 5). CONTROL AIR COMPRESSOR DETAILS, Make: Ingersollrand, Model: 3000E30, SN: 30T 906845 | OPE20-1377-CNPR | A Ortega | 0 | 4 | 1 |  | pc |  | Gasket , crankshaft end cover | 0 | 0 | For RFQ | Pending | Oct 31, 2020 | PR-207-2020
|  | 2020-08-03 | Manila / Bacolod | Spare Parts for Control Air Compressor (Supersedes PR-528-2019) | Running Units (DG 1 - 5). CONTROL AIR COMPRESSOR DETAILS, Make: Ingersollrand, Model: 3000E30, SN: 30T 906845 | OPE20-1377-CNPR | A Ortega | 0 | 5 | 1 |  | pc |  | Ball bearing | 0 | 0 | For RFQ | Pending | Oct 31, 2020 | PR-207-2020
|  | 2020-08-03 | Manila / Bacolod | Spare Parts for Control Air Compressor (Supersedes PR-528-2019) | Running Units (DG 1 - 5). CONTROL AIR COMPRESSOR DETAILS, Make: Ingersollrand, Model: 3000E30, SN: 30T 906845 | OPE20-1377-CNPR | A Ortega | 0 | 6 | 1 |  | pc |  | Ball bearing w/ snap ring | 0 | 0 | For RFQ | Pending | Oct 31, 2020 | PR-207-2020
|  | 2020-08-03 | Manila / Bacolod | Spare Parts for Control Air Compressor (Supersedes PR-528-2019) | Running Units (DG 1 - 5). CONTROL AIR COMPRESSOR DETAILS, Make: Ingersollrand, Model: 3000E30, SN: 30T 906845 | OPE20-1377-CNPR | A Ortega | 0 | 7 | 1 |  | pc |  | Bushing, crankpin | 0 | 0 | For RFQ | Pending | Oct 31, 2020 | PR-207-2020
|  | 2020-08-03 | Manila / Bacolod | Spare Parts for Control Air Compressor (Supersedes PR-528-2019) | Running Units (DG 1 - 5). CONTROL AIR COMPRESSOR DETAILS, Make: Ingersollrand, Model: 3000E30, SN: 30T 906845 | OPE20-1377-CNPR | A Ortega | 0 | 8 | 2 |  | pcs |  | Rod, connecting - first stage | 0 | 0 | For RFQ | Pending | Oct 31, 2020 | PR-207-2020
|  | 2020-08-03 | Manila / Bacolod | Spare Parts for Control Air Compressor (Supersedes PR-528-2019) | Running Units (DG 1 - 5). CONTROL AIR COMPRESSOR DETAILS, Make: Ingersollrand, Model: 3000E30, SN: 30T 906845 | OPE20-1377-CNPR | A Ortega | 0 | 9 | 1 |  | pc |  | Rod, connecting - 2nd stage | 0 | 0 | For RFQ | Pending | Oct 31, 2020 | PR-207-2020
|  | 2020-08-03 | Manila / Bacolod | Spare Parts for Control Air Compressor (Supersedes PR-528-2019) | Running Units (DG 1 - 5). CONTROL AIR COMPRESSOR DETAILS, Make: Ingersollrand, Model: 3000E30, SN: 30T 906845 | OPE20-1377-CNPR | A Ortega | 0 | 10 | 1 |  | pc |  | Head gasket 2nd stage | 0 | 0 | For RFQ | Pending | Oct 31, 2020 | PR-207-2020
|  | 2020-08-03 | Manila / Bacolod | Spare Parts for Control Air Compressor (Supersedes PR-528-2019) | Running Units (DG 1 - 5). CONTROL AIR COMPRESSOR DETAILS, Make: Ingersollrand, Model: 3000E30, SN: 30T 906845 | OPE20-1377-CNPR | A Ortega | 0 | 11 | 1 |  | pc |  | Valve plate gasket 2nd stage | 0 | 0 | For RFQ | Pending | Oct 31, 2020 | PR-207-2020
|  | 2020-08-03 | Manila / Bacolod | Spare Parts for Control Air Compressor (Supersedes PR-528-2019) | Running Units (DG 1 - 5). CONTROL AIR COMPRESSOR DETAILS, Make: Ingersollrand, Model: 3000E30, SN: 30T 906845 | OPE20-1377-CNPR | A Ortega | 0 | 12 | 1 |  | pc |  | Gasket, spacer plate - 2nd stage | 0 | 0 | For RFQ | Pending | Oct 31, 2020 | PR-207-2020
|  | 2020-08-03 | Manila / Bacolod | Spare Parts for Control Air Compressor (Supersedes PR-528-2019) | Running Units (DG 1 - 5). CONTROL AIR COMPRESSOR DETAILS, Make: Ingersollrand, Model: 3000E30, SN: 30T 906845 | OPE20-1377-CNPR | A Ortega | 0 | 13 | 1 |  | pc |  | Cylinder , 2nd stage | 0 | 0 | For RFQ | Pending | Oct 31, 2020 | PR-207-2020
|  | 2020-08-03 | Manila / Bacolod | Spare Parts for Control Air Compressor (Supersedes PR-528-2019) | Running Units (DG 1 - 5). CONTROL AIR COMPRESSOR DETAILS, Make: Ingersollrand, Model: 3000E30, SN: 30T 906845 | OPE20-1377-CNPR | A Ortega | 0 | 14 | 2 |  | pcs |  | Head gasket 1st stage | 0 | 0 | For RFQ | Pending | Oct 31, 2020 | PR-207-2020
|  | 2020-08-03 | Manila / Bacolod | Spare Parts for Control Air Compressor (Supersedes PR-528-2019) | Running Units (DG 1 - 5). CONTROL AIR COMPRESSOR DETAILS, Make: Ingersollrand, Model: 3000E30, SN: 30T 906845 | OPE20-1377-CNPR | A Ortega | 0 | 15 | 2 |  | pcs |  | Valve plate gasket 1st stage | 0 | 0 | For RFQ | Pending | Oct 31, 2020 | PR-207-2020
|  | 2020-08-03 | Manila / Bacolod | Spare Parts for Control Air Compressor (Supersedes PR-528-2019) | Running Units (DG 1 - 5). CONTROL AIR COMPRESSOR DETAILS, Make: Ingersollrand, Model: 3000E30, SN: 30T 906845 | OPE20-1377-CNPR | A Ortega | 0 | 16 | 1 |  | pc |  | Cylinder , 1st stage | 0 | 0 | For RFQ | Pending | Oct 31, 2020 | PR-207-2020
|  | 2020-08-03 | Manila / Bacolod | Spare Parts for Control Air Compressor (Supersedes PR-528-2019) | Running Units (DG 1 - 5). CONTROL AIR COMPRESSOR DETAILS, Make: Ingersollrand, Model: 3000E30, SN: 30T 906845 | OPE20-1377-CNPR | A Ortega | 0 | 17 | 1 |  | pc |  | Check valve | 0 | 0 | For RFQ | Pending | Oct 31, 2020 | PR-207-2020
|  | 2020-08-03 | Manila / Bacolod | Spare Parts for Control Air Compressor (Supersedes PR-528-2019) | Running Units (DG 1 - 5). CONTROL AIR COMPRESSOR DETAILS, Make: Ingersollrand, Model: 3000E30, SN: 30T 906845 | OPE20-1377-CNPR | A Ortega | 0 | 18 | 2 |  | pcs |  | Discharge valve spring 2nd stage | 0 | 0 | For RFQ | Pending | Oct 31, 2020 | PR-207-2020
|  | 2020-08-03 | Manila / Bacolod | Spare Parts for Control Air Compressor (Supersedes PR-528-2019) | Running Units (DG 1 - 5). CONTROL AIR COMPRESSOR DETAILS, Make: Ingersollrand, Model: 3000E30, SN: 30T 906845 | OPE20-1377-CNPR | A Ortega | 0 | 19 | 5 |  | pcs |  | Finger Valve 2nd stage | 0 | 0 | For RFQ | Pending | Oct 31, 2020 | PR-207-2020
|  | 2020-08-03 | Manila / Bacolod | Spare Parts for Control Air Compressor (Supersedes PR-528-2019) | Running Units (DG 1 - 5). CONTROL AIR COMPRESSOR DETAILS, Make: Ingersollrand, Model: 3000E30, SN: 30T 906845 | OPE20-1377-CNPR | A Ortega | 0 | 20 | 4 |  | pcs |  | Screw , fillister head 1/4-20 x 3/8" | 0 | 0 | For RFQ | Pending | Oct 31, 2020 | PR-207-2020
|  | 2020-08-03 | Manila / Bacolod | Spare Parts for Control Air Compressor (Supersedes PR-528-2019) | Running Units (DG 1 - 5). CONTROL AIR COMPRESSOR DETAILS, Make: Ingersollrand, Model: 3000E30, SN: 30T 906845 | OPE20-1377-CNPR | A Ortega | 0 | 21 | 5 |  | pcs |  | Washer belleville - 1/4" | 0 | 0 | For RFQ | Pending | Oct 31, 2020 | PR-207-2020
|  | 2020-08-03 | Manila / Bacolod | Spare Parts for Control Air Compressor (Supersedes PR-528-2019) | Running Units (DG 1 - 5). CONTROL AIR COMPRESSOR DETAILS, Make: Ingersollrand, Model: 3000E30, SN: 30T 906845 | OPE20-1377-CNPR | A Ortega | 0 | 22 | 5 |  | pcs |  | Retainer finger valve | 0 | 0 | For RFQ | Pending | Oct 31, 2020 | PR-207-2020
|  | 2020-08-03 | Manila / Bacolod | Spare Parts for Control Air Compressor (Supersedes PR-528-2019) | Running Units (DG 1 - 5). CONTROL AIR COMPRESSOR DETAILS, Make: Ingersollrand, Model: 3000E30, SN: 30T 906845 | OPE20-1377-CNPR | A Ortega | 0 | 23 | 1 |  | pc |  | Screw , machine-fillister head 1/4-20 x 3/4" | 0 | 0 | For RFQ | Pending | Oct 31, 2020 | PR-207-2020
|  | 2020-08-03 | Manila / Bacolod | Spare Parts for Control Air Compressor (Supersedes PR-528-2019) | Running Units (DG 1 - 5). CONTROL AIR COMPRESSOR DETAILS, Make: Ingersollrand, Model: 3000E30, SN: 30T 906845 | OPE20-1377-CNPR | A Ortega | 0 | 24 | 3 |  | pcs |  | Plate, valve-discharge 2nd stage | 0 | 0 | For RFQ | Pending | Oct 31, 2020 | PR-207-2020
|  | 2020-08-03 | Manila / Bacolod | Spare Parts for Control Air Compressor (Supersedes PR-528-2019) | Running Units (DG 1 - 5). CONTROL AIR COMPRESSOR DETAILS, Make: Ingersollrand, Model: 3000E30, SN: 30T 906845 | OPE20-1377-CNPR | A Ortega | 0 | 25 | 2 |  | pcs |  | Discharge valve spring 1st stage | 0 | 0 | For RFQ | Pending | Oct 31, 2020 | PR-207-2020
|  | 2020-08-03 | Manila / Bacolod | Spare Parts for Control Air Compressor (Supersedes PR-528-2019) | Running Units (DG 1 - 5). CONTROL AIR COMPRESSOR DETAILS, Make: Ingersollrand, Model: 3000E30, SN: 30T 906845 | OPE20-1377-CNPR | A Ortega | 0 | 26 | 2 |  | pcs |  | Plate, valve-discharge 1st stage | 0 | 0 | For RFQ | Pending | Oct 31, 2020 | PR-207-2020
|  | 2020-08-03 | Manila / Bacolod | Spare Parts for Control Air Compressor (Supersedes PR-528-2019) | Running Units (DG 1 - 5). CONTROL AIR COMPRESSOR DETAILS, Make: Ingersollrand, Model: 3000E30, SN: 30T 906845 | OPE20-1377-CNPR | A Ortega | 0 | 27 | 9 |  | pcs |  | Finger Valve 1st stage | 0 | 0 | For RFQ | Pending | Oct 31, 2020 | PR-207-2020
|  | 2020-08-03 | Manila / Bacolod | Spare Parts for Control Air Compressor (Supersedes PR-528-2019) | Running Units (DG 1 - 5). CONTROL AIR COMPRESSOR DETAILS, Make: Ingersollrand, Model: 3000E30, SN: 30T 906845 | OPE20-1377-CNPR | A Ortega | 0 | 28 | 9 |  | pcs |  | Washer belleville - 1/4" | 0 | 0 | For RFQ | Pending | Oct 31, 2020 | PR-207-2020
|  | 2020-08-03 | Manila / Bacolod | Spare Parts for Control Air Compressor (Supersedes PR-528-2019) | Running Units (DG 1 - 5). CONTROL AIR COMPRESSOR DETAILS, Make: Ingersollrand, Model: 3000E30, SN: 30T 906845 | OPE20-1377-CNPR | A Ortega | 0 | 29 | 9 |  | pcs |  | Screw , fillister head 1/4-20 x 3/8" | 0 | 0 | For RFQ | Pending | Oct 31, 2020 | PR-207-2020
|  | 2020-08-03 | Manila / Bacolod | Spare Parts for Control Air Compressor (Supersedes PR-528-2019) | Running Units (DG 1 - 5). CONTROL AIR COMPRESSOR DETAILS, Make: Ingersollrand, Model: 3000E30, SN: 30T 906845 | OPE20-1377-CNPR | A Ortega | 0 | 30 | 1 |  | pc |  | Flange gasket 2nd stage | 0 | 0 | For RFQ | Pending | Oct 31, 2020 | PR-207-2020
|  | 2020-08-03 | Manila / Bacolod | Spare Parts for Control Air Compressor (Supersedes PR-528-2019) | Running Units (DG 1 - 5). CONTROL AIR COMPRESSOR DETAILS, Make: Ingersollrand, Model: 3000E30, SN: 30T 906845 | OPE20-1377-CNPR | A Ortega | 0 | 31 | 1 |  | pc |  | Piston ring 2nd stage | 0 | 0 | For RFQ | Pending | Oct 31, 2020 | PR-207-2020
|  | 2020-08-03 | Manila / Bacolod | Spare Parts for Control Air Compressor (Supersedes PR-528-2019) | Running Units (DG 1 - 5). CONTROL AIR COMPRESSOR DETAILS, Make: Ingersollrand, Model: 3000E30, SN: 30T 906845 | OPE20-1377-CNPR | A Ortega | 0 | 32 | 1 |  | pc |  | Assembly, piston/pin - 4" | 0 | 0 | For RFQ | Pending | Oct 31, 2020 | PR-207-2020
|  | 2020-08-03 | Manila / Bacolod | Spare Parts for Control Air Compressor (Supersedes PR-528-2019) | Running Units (DG 1 - 5). CONTROL AIR COMPRESSOR DETAILS, Make: Ingersollrand, Model: 3000E30, SN: 30T 906845 | OPE20-1377-CNPR | A Ortega | 0 | 33 | 2 |  | pcs |  | Flange gasket 1st stage | 0 | 0 | For RFQ | Pending | Oct 31, 2020 | PR-207-2020
|  | 2020-08-03 | Manila / Bacolod | Spare Parts for Control Air Compressor (Supersedes PR-528-2019) | Running Units (DG 1 - 5). CONTROL AIR COMPRESSOR DETAILS, Make: Ingersollrand, Model: 3000E30, SN: 30T 906845 | OPE20-1377-CNPR | A Ortega | 0 | 34 | 2 |  | pcs |  | Piston ring 1st stage | 0 | 0 | For RFQ | Pending | Oct 31, 2020 | PR-207-2020
|  | 2020-08-03 | Manila / Bacolod | Spare Parts for Control Air Compressor (Supersedes PR-528-2019) | Running Units (DG 1 - 5). CONTROL AIR COMPRESSOR DETAILS, Make: Ingersollrand, Model: 3000E30, SN: 30T 906845 | OPE20-1377-CNPR | A Ortega | 0 | 35 | 2 |  | pcs |  | Assembly, piston/pin - 5 1/2" | 0 | 0 | For RFQ | Pending | Oct 31, 2020 | PR-207-2020
|  | 2020-08-03 | Manila / Bacolod | Spare Parts for Control Air Compressor (Supersedes PR-528-2019) | Running Units (DG 1 - 5). CONTROL AIR COMPRESSOR DETAILS, Make: Ingersollrand, Model: 3000E30, SN: 30T 906845 | OPE20-1377-CNPR | A Ortega | 0 | 36 | 1 |  | pc |  | Relief valve 80 psig | 0 | 0 | For RFQ | Pending | Oct 31, 2020 | PR-207-2020
|  | 2020-08-03 | Manila / Bacolod | Spare Parts for Control Air Compressor (Supersedes PR-528-2019) | Running Units (DG 1 - 5). CONTROL AIR COMPRESSOR DETAILS, Make: Ingersollrand, Model: 3000E30, SN: 30T 906845 | OPE20-1377-CNPR | A Ortega | 0 | 37 | 1 |  | pc |  | High pressure flange gasket | 0 | 0 | For RFQ | Pending | Oct 31, 2020 | PR-207-2020
|  | 2020-08-03 | Manila / Bacolod | Spare Parts for Control Air Compressor (Supersedes PR-528-2019) | Running Units (DG 1 - 5). CONTROL AIR COMPRESSOR DETAILS, Make: Ingersollrand, Model: 3000E30, SN: 30T 906845 | OPE20-1377-CNPR | A Ortega | 0 | 38 | 2 |  | pcs |  | Low pressure flange gasket | 0 | 0 | For RFQ | Pending | Oct 31, 2020 | PR-207-2020
|  | 2020-08-03 | Manila / Bacolod | Spare Parts for Control Air Compressor (Supersedes PR-528-2019) | Running Units (DG 1 - 5). CONTROL AIR COMPRESSOR DETAILS, Make: Ingersollrand, Model: 3000E30, SN: 30T 906845 | OPE20-1377-CNPR | A Ortega | 0 | 39 | 2 |  | pcs |  | Low pressure manifold gasket | 0 | 0 | For RFQ | Pending | Oct 31, 2020 | PR-207-2020
|  | 2020-08-03 | Manila / Bacolod | Spare Parts for Control Air Compressor (Supersedes PR-528-2019) | Running Units (DG 1 - 5). CONTROL AIR COMPRESSOR DETAILS, Make: Ingersollrand, Model: 3000E30, SN: 30T 906845 | OPE20-1377-CNPR | A Ortega | 0 | 40 | 1 |  | pc |  | High pressure manifold gasket | 0 | 0 | For RFQ | Pending | Oct 31, 2020 | PR-207-2020
|  | 2020-08-03 | Manila / Bacolod | Spare Parts for Control Air Compressor (Supersedes PR-528-2019) | Running Units (DG 1 - 5). CONTROL AIR COMPRESSOR DETAILS, Make: Ingersollrand, Model: 3000E30, SN: 30T 906845 | OPE20-1377-CNPR | A Ortega | 0 | 41 | 1 |  | pc |  | Gasket, manifold-high pressure | 0 | 0 | For RFQ | Pending | Oct 31, 2020 | PR-207-2020
|  | 2020-08-03 | Manila / Bacolod | Spare Parts for Control Air Compressor (Supersedes PR-528-2019) | Running Units (DG 1 - 5). CONTROL AIR COMPRESSOR DETAILS, Make: Ingersollrand, Model: 3000E30, SN: 30T 906845 | OPE20-1377-CNPR | A Ortega | 0 | 42 | 2 |  | pcs |  | Automatic drain valve | 0 | 0 | For RFQ | Pending | Oct 31, 2020 | PR-207-2020
|  | 2020-08-03 | Manila / Bacolod | Spare Parts for Control Air Compressor (Supersedes PR-528-2019) | Running Units (DG 1 - 5). CONTROL AIR COMPRESSOR DETAILS, Make: Ingersollrand, Model: 3000E30, SN: 30T 906845 | OPE20-1377-CNPR | A Ortega | 0 | 43 | 1 |  | pc |  | Pressure gauge 300 psig | 0 | 0 | For RFQ | Pending | Oct 31, 2020 | PR-207-2020
|  | 2020-08-03 | Manila / Bacolod | Spare Parts for Control Air Compressor (Supersedes PR-528-2019) | Running Units (DG 1 - 5). CONTROL AIR COMPRESSOR DETAILS, Make: Ingersollrand, Model: 3000E30, SN: 30T 906845 | OPE20-1377-CNPR | A Ortega | 0 | 44 | 1 |  | pc |  | Relief valve 325 psig | 0 | 0 | For RFQ | Pending | Oct 31, 2020 | PR-207-2020
|  | 2020-08-03 | Manila / Bacolod | Spare Parts for Control Air Compressor (Supersedes PR-528-2019) | Running Units (DG 1 - 5). CONTROL AIR COMPRESSOR DETAILS, Make: Ingersollrand, Model: 3000E30, SN: 30T 906845 | OPE20-1377-CNPR | A Ortega | 0 | 45 | 1 |  | pc |  | Assembly, intercooler tube-finned -#3 | 0 | 0 | For RFQ | Pending | Oct 31, 2020 | PR-207-2020
|  | 2020-08-03 | Manila / Bacolod | Spare Parts for Control Air Compressor (Supersedes PR-528-2019) | Running Units (DG 1 - 5). CONTROL AIR COMPRESSOR DETAILS, Make: Ingersollrand, Model: 3000E30, SN: 30T 906845 | OPE20-1377-CNPR | A Ortega | 0 | 46 | 1 |  | pc |  | Assembly, intercooler tube-finned -#2 | 0 | 0 | For RFQ | Pending | Oct 31, 2020 | PR-207-2020
|  | 2020-08-03 | Manila / Bacolod | Spare Parts for Control Air Compressor (Supersedes PR-528-2019) | Running Units (DG 1 - 5). CONTROL AIR COMPRESSOR DETAILS, Make: Ingersollrand, Model: 3000E30, SN: 30T 906845 | OPE20-1377-CNPR | A Ortega | 0 | 47 | 1 |  | pc |  | Assembly, intercooler tube-finned -#1 | 0 | 0 | For RFQ | Pending | Oct 31, 2020 | PR-207-2020
|  | 2020-08-03 | Manila / Bacolod | Spare Parts for Control Air Compressor (Supersedes PR-528-2019) | Running Units (DG 1 - 5). CONTROL AIR COMPRESSOR DETAILS, Make: Ingersollrand, Model: 3000E30, SN: 30T 906845 | OPE20-1377-CNPR | A Ortega | 0 | 48 | 1 |  | pc |  | Assembly, intercooler tube-finned -#3 | 0 | 0 | For RFQ | Pending | Oct 31, 2020 | PR-207-2020
|  | 2020-08-03 | Manila / Bacolod | Spare Parts for Control Air Compressor (Supersedes PR-528-2019) | Running Units (DG 1 - 5). CONTROL AIR COMPRESSOR DETAILS, Make: Ingersollrand, Model: 3000E30, SN: 30T 906845 | OPE20-1377-CNPR | A Ortega | 0 | 49 | 1 |  | pc |  | Assembly, intercooler tube-finned -#2 | 0 | 0 | For RFQ | Pending | Oct 31, 2020 | PR-207-2020
|  | 2020-08-03 | Manila / Bacolod | Spare Parts for Control Air Compressor (Supersedes PR-528-2019) | Running Units (DG 1 - 5). CONTROL AIR COMPRESSOR DETAILS, Make: Ingersollrand, Model: 3000E30, SN: 30T 906845 | OPE20-1377-CNPR | A Ortega | 0 | 50 | 1 |  | pc |  | Assembly, intercooler tube-finned -#1 | 0 | 0 | For RFQ | Pending | Oct 31, 2020 | PR-207-2020
|  | 2020-08-03 | Manila / Bacolod | Spare Parts for Control Air Compressor (Supersedes PR-528-2019) | Running Units (DG 1 - 5). CONTROL AIR COMPRESSOR DETAILS, Make: Ingersollrand, Model: 3000E30, SN: 30T 906845 | OPE20-1377-CNPR | A Ortega | 0 | 51 | 2 |  | pcs |  | Plug, Oil fill - complete | 0 | 0 | For RFQ | Pending | Oct 31, 2020 | PR-207-2020
|  | 2020-08-03 | Manila / Bacolod | Spare Parts for Control Air Compressor (Supersedes PR-528-2019) | Running Units (DG 1 - 5). CONTROL AIR COMPRESSOR DETAILS, Make: Ingersollrand, Model: 3000E30, SN: 30T 906845 | OPE20-1377-CNPR | A Ortega | 0 | 52 | 2 |  | pcs |  | Bushing, crankpin | 0 | 0 | For RFQ | Pending | Oct 31, 2020 | PR-207-2020
|  | 2020-08-03 | Manila / Bacolod | Spare Parts for Control Air Compressor (Supersedes PR-528-2019) | Running Units (DG 1 - 5). CONTROL AIR COMPRESSOR DETAILS, Make: Ingersollrand, Model: 3000E30, SN: 30T 906845 | OPE20-1377-CNPR | A Ortega | 0 | 53 | 2 |  | pcs |  | Assembly, First stage valve plate | 0 | 0 | For RFQ | Pending | Oct 31, 2020 | PR-207-2020
|  | 2020-08-03 | Manila / Bacolod | Spare Parts for Control Air Compressor (Supersedes PR-528-2019) | Running Units (DG 1 - 5). CONTROL AIR COMPRESSOR DETAILS, Make: Ingersollrand, Model: 3000E30, SN: 30T 906845 | OPE20-1377-CNPR | A Ortega | 0 | 54 | 1 |  | pc |  | Assembly, Second stage valve plate | 0 | 0 | For RFQ | Pending | Oct 31, 2020 | PR-207-2020
|  | 2020-08-03 | Manila / Bacolod | Spare Parts for Control Air Compressor (Supersedes PR-528-2019) | Running Units (DG 1 - 5). CONTROL AIR COMPRESSOR DETAILS, Make: Ingersollrand, Model: 3000E30, SN: 30T 906845 | OPE20-1377-CNPR | A Ortega | 0 | 55 | 2 |  | pcs |  | Assembly, Thrust pin | 0 | 0 | For RFQ | Pending | Oct 31, 2020 | PR-207-2020
|  | 2020-08-03 | Manila / Bacolod | Spare Parts for Control Air Compressor (Supersedes PR-528-2019) | Running Units (DG 1 - 5). CONTROL AIR COMPRESSOR DETAILS, Make: Ingersollrand, Model: 3000E30, SN: 30T 906845 | OPE20-1377-CNPR | A Ortega | 0 | 56 | 1 |  | pc |  | Main Bearing Spacer | 0 | 0 | For RFQ | Pending | Oct 31, 2020 | PR-207-2020
|  | 2020-08-03 | Manila / Bacolod | Spare Parts for Starting Air Compressor | Running Units (DG 1 - 5). STARTING AIR COMPRESSOR DETAILS, Make: Ingersollrand, Model: 15T2, SN: 9522746 | OPE20-1378-CNPR | A Ortega | 1 | 1 | 2 |  | pcs |  | Oil low level switch | 0 | 0 | For RFQ | Pending | Oct 31, 2020 | PR-208-2020
|  | 2020-08-03 | Manila / Bacolod | Spare Parts for Starting Air Compressor | Running Units (DG 1 - 5). STARTING AIR COMPRESSOR DETAILS, Make: Ingersollrand, Model: 15T2, SN: 9522746 | OPE20-1378-CNPR | A Ortega | 0 | 2 | 2 |  | pcs |  | Oil Seal | 0 | 0 | For RFQ | Pending | Oct 31, 2020 | PR-208-2020
|  | 2020-08-03 | Manila / Bacolod | Spare Parts for Starting Air Compressor | Running Units (DG 1 - 5). STARTING AIR COMPRESSOR DETAILS, Make: Ingersollrand, Model: 15T2, SN: 9522746 | OPE20-1378-CNPR | A Ortega | 1 | 3 | 5 |  | pcs |  | Frame end cover gasket | 0 | 0 | For RFQ | Pending | Oct 31, 2020 | PR-208-2020
|  | 2020-08-03 | Manila / Bacolod | Spare Parts for Starting Air Compressor | Running Units (DG 1 - 5). STARTING AIR COMPRESSOR DETAILS, Make: Ingersollrand, Model: 15T2, SN: 9522746 | OPE20-1378-CNPR | A Ortega | 0 | 4 | 5 |  | pcs |  | Gasket, shaft end cover | 0 | 0 | For RFQ | Pending | Oct 31, 2020 | PR-208-2020
|  | 2020-08-03 | Manila / Bacolod | Spare Parts for Starting Air Compressor | Running Units (DG 1 - 5). STARTING AIR COMPRESSOR DETAILS, Make: Ingersollrand, Model: 15T2, SN: 9522746 | OPE20-1378-CNPR | A Ortega | 1 | 5 | 1 |  | pcs |  | Pilot Valve | 0 | 0 | For RFQ | Pending | Oct 31, 2020 | PR-208-2020
|  | 2020-08-03 | Manila / Bacolod | Spare Parts for Starting Air Compressor | Running Units (DG 1 - 5). STARTING AIR COMPRESSOR DETAILS, Make: Ingersollrand, Model: 15T2, SN: 9522746 | OPE20-1378-CNPR | A Ortega | 0 | 6 | 2 |  | pcs |  | Copper washer | 0 | 0 | For RFQ | Pending | Oct 31, 2020 | PR-208-2020
|  | 2020-08-03 | Manila / Bacolod | Spare Parts for Starting Air Compressor | Running Units (DG 1 - 5). STARTING AIR COMPRESSOR DETAILS, Make: Ingersollrand, Model: 15T2, SN: 9522746 | OPE20-1378-CNPR | A Ortega | 1 | 7 | 1 |  | pcs |  | Thrust pin assembly | 0 | 0 | For RFQ | Pending | Oct 31, 2020 | PR-208-2020
|  | 2020-08-03 | Manila / Bacolod | Spare Parts for Starting Air Compressor | Running Units (DG 1 - 5). STARTING AIR COMPRESSOR DETAILS, Make: Ingersollrand, Model: 15T2, SN: 9522746 | OPE20-1378-CNPR | A Ortega | 1 | 8 | 1 |  | pc |  | Rod, connecting | 0 | 0 | For RFQ | Pending | Oct 31, 2020 | PR-208-2020
|  | 2020-08-03 | Manila / Bacolod | Spare Parts for Starting Air Compressor | Running Units (DG 1 - 5). STARTING AIR COMPRESSOR DETAILS, Make: Ingersollrand, Model: 15T2, SN: 9522746 | OPE20-1378-CNPR | A Ortega | 1 | 9 | 1 |  | pcs |  | Bearing, ball | 0 | 0 | For RFQ | Pending | Oct 31, 2020 | PR-208-2020
|  | 2020-08-03 | Manila / Bacolod | Spare Parts for Starting Air Compressor | Running Units (DG 1 - 5). STARTING AIR COMPRESSOR DETAILS, Make: Ingersollrand, Model: 15T2, SN: 9522746 | OPE20-1378-CNPR | A Ortega | 1 | 10 | 1 |  | pcs |  | Bearing, ball-with snap ring | 0 | 0 | For RFQ | Pending | Oct 31, 2020 | PR-208-2020
|  | 2020-08-03 | Manila / Bacolod | Spare Parts for Starting Air Compressor | Running Units (DG 1 - 5). STARTING AIR COMPRESSOR DETAILS, Make: Ingersollrand, Model: 15T2, SN: 9522746 | OPE20-1378-CNPR | A Ortega | 1 | 11 | 1 |  | pc |  | Bushing, crankpin | 0 | 0 | For RFQ | Pending | Oct 31, 2020 | PR-208-2020
|  | 2020-08-03 | Manila / Bacolod | Spare Parts for Starting Air Compressor | Running Units (DG 1 - 5). STARTING AIR COMPRESSOR DETAILS, Make: Ingersollrand, Model: 15T2, SN: 9522746 | OPE20-1378-CNPR | A Ortega | 0 | 12 | 1 |  | pc |  | Cylinder, air-crosshead | 0 | 0 | For RFQ | Pending | Oct 31, 2020 | PR-208-2020
|  | 2020-08-03 | Manila / Bacolod | Spare Parts for Starting Air Compressor | Running Units (DG 1 - 5). STARTING AIR COMPRESSOR DETAILS, Make: Ingersollrand, Model: 15T2, SN: 9522746 | OPE20-1378-CNPR | A Ortega | 0 | 13 | 1 |  | pc |  | Cylinder, air- 3" | 0 | 0 | For RFQ | Pending | Oct 31, 2020 | PR-208-2020
|  | 2020-08-03 | Manila / Bacolod | Spare Parts for Starting Air Compressor | Running Units (DG 1 - 5). STARTING AIR COMPRESSOR DETAILS, Make: Ingersollrand, Model: 15T2, SN: 9522746 | OPE20-1378-CNPR | A Ortega | 0 | 14 | 1 |  | pc |  | Cylinder, air- 5.5" | 0 | 0 | For RFQ | Pending | Oct 31, 2020 | PR-208-2020
|  | 2020-08-03 | Manila / Bacolod | Spare Parts for Starting Air Compressor | Running Units (DG 1 - 5). STARTING AIR COMPRESSOR DETAILS, Make: Ingersollrand, Model: 15T2, SN: 9522746 | OPE20-1378-CNPR | A Ortega | 0 | 15 | 3 |  | pcs |  | Air head gasket | 0 | 0 | For RFQ | Pending | Oct 31, 2020 | PR-208-2020
|  | 2020-08-03 | Manila / Bacolod | Spare Parts for Starting Air Compressor | Running Units (DG 1 - 5). STARTING AIR COMPRESSOR DETAILS, Make: Ingersollrand, Model: 15T2, SN: 9522746 | OPE20-1378-CNPR | A Ortega | 0 | 16 | 6 |  | pcs |  | Air head gasket | 0 | 0 | For RFQ | Pending | Oct 31, 2020 | PR-208-2020
|  | 2020-08-03 | Manila / Bacolod | Spare Parts for Starting Air Compressor | Running Units (DG 1 - 5). STARTING AIR COMPRESSOR DETAILS, Make: Ingersollrand, Model: 15T2, SN: 9522746 | OPE20-1378-CNPR | A Ortega | 3 | 17 | 3 |  | pcs |  | Flange gasket | 0 | 0 | For RFQ | Pending | Oct 31, 2020 | PR-208-2020
|  | 2020-08-03 | Manila / Bacolod | Spare Parts for Starting Air Compressor | Running Units (DG 1 - 5). STARTING AIR COMPRESSOR DETAILS, Make: Ingersollrand, Model: 15T2, SN: 9522746 | OPE20-1378-CNPR | A Ortega | 0 | 18 | 3 |  | pcs |  | Airhead gasket top/bottom | 0 | 0 | For RFQ | Pending | Oct 31, 2020 | PR-208-2020
|  | 2020-08-03 | Manila / Bacolod | Spare Parts for Starting Air Compressor | Running Units (DG 1 - 5). STARTING AIR COMPRESSOR DETAILS, Make: Ingersollrand, Model: 15T2, SN: 9522746 | OPE20-1378-CNPR | A Ortega | 4 | 19 | 3 |  | pcs |  | Air head gasket | 0 | 0 | For RFQ | Pending | Oct 31, 2020 | PR-208-2020
|  | 2020-08-03 | Manila / Bacolod | Spare Parts for Starting Air Compressor | Running Units (DG 1 - 5). STARTING AIR COMPRESSOR DETAILS, Make: Ingersollrand, Model: 15T2, SN: 9522746 | OPE20-1378-CNPR | A Ortega | 0 | 20 | 2 |  | pcs |  | Check valve high pressure | 0 | 0 | For RFQ | Pending | Oct 31, 2020 | PR-208-2020
|  | 2020-08-03 | Manila / Bacolod | Spare Parts for Starting Air Compressor | Running Units (DG 1 - 5). STARTING AIR COMPRESSOR DETAILS, Make: Ingersollrand, Model: 15T2, SN: 9522746 | OPE20-1378-CNPR | A Ortega | 0 | 21 | 2 |  | pcs |  | 2-way solenoid valve | 0 | 0 | For RFQ | Pending | Oct 31, 2020 | PR-208-2020
|  | 2020-08-03 | Manila / Bacolod | Spare Parts for Starting Air Compressor | Running Units (DG 1 - 5). STARTING AIR COMPRESSOR DETAILS, Make: Ingersollrand, Model: 15T2, SN: 9522746 | OPE20-1378-CNPR | A Ortega | 0 | 22 | 2 |  | pcs |  | 3-way solenoid valve | 0 | 0 | For RFQ | Pending | Oct 31, 2020 | PR-208-2020
|  | 2020-08-03 | Manila / Bacolod | Spare Parts for Starting Air Compressor | Running Units (DG 1 - 5). STARTING AIR COMPRESSOR DETAILS, Make: Ingersollrand, Model: 15T2, SN: 9522746 | OPE20-1378-CNPR | A Ortega | 0 | 23 | 2 |  | pcs |  | Piston ring set | 0 | 0 | For RFQ | Pending | Oct 31, 2020 | PR-208-2020
|  | 2020-08-03 | Manila / Bacolod | Spare Parts for Starting Air Compressor | Running Units (DG 1 - 5). STARTING AIR COMPRESSOR DETAILS, Make: Ingersollrand, Model: 15T2, SN: 9522746 | OPE20-1378-CNPR | A Ortega | 0 | 24 | 1 |  | pc |  | Assembly, piston/pin - 1.625" - 3rd stage | 0 | 0 | For RFQ | Pending | Oct 31, 2020 | PR-208-2020
|  | 2020-08-03 | Manila / Bacolod | Spare Parts for Starting Air Compressor | Running Units (DG 1 - 5). STARTING AIR COMPRESSOR DETAILS, Make: Ingersollrand, Model: 15T2, SN: 9522746 | OPE20-1378-CNPR | A Ortega | 0 | 25 | 1 |  | pc |  | Assembly, piston/pin - 3" - 2nd stage | 0 | 0 | For RFQ | Pending | Oct 31, 2020 | PR-208-2020
|  | 2020-08-03 | Manila / Bacolod | Spare Parts for Starting Air Compressor | Running Units (DG 1 - 5). STARTING AIR COMPRESSOR DETAILS, Make: Ingersollrand, Model: 15T2, SN: 9522746 | OPE20-1378-CNPR | A Ortega | 0 | 26 | 1 |  | pc |  | Assembly, piston/pin - 5.5" - 1st stage | 0 | 0 | For RFQ | Pending | Oct 31, 2020 | PR-208-2020
|  | 2020-08-03 | Manila / Bacolod | Spare Parts for Starting Air Compressor | Running Units (DG 1 - 5). STARTING AIR COMPRESSOR DETAILS, Make: Ingersollrand, Model: 15T2, SN: 9522746 | OPE20-1378-CNPR | A Ortega | 0 | 27 | 2 |  | pcs |  | Discharge valve seat | 0 | 0 | For RFQ | Pending | Oct 31, 2020 | PR-208-2020
|  | 2020-08-03 | Manila / Bacolod | Spare Parts for Starting Air Compressor | Running Units (DG 1 - 5). STARTING AIR COMPRESSOR DETAILS, Make: Ingersollrand, Model: 15T2, SN: 9522746 | OPE20-1378-CNPR | A Ortega | 1 | 28 | 1 |  | pcs |  | Discharge valve plate | 0 | 0 | For RFQ | Pending | Oct 31, 2020 | PR-208-2020
|  | 2020-08-03 | Manila / Bacolod | Spare Parts for Starting Air Compressor | Running Units (DG 1 - 5). STARTING AIR COMPRESSOR DETAILS, Make: Ingersollrand, Model: 15T2, SN: 9522746 | OPE20-1378-CNPR | A Ortega | 1 | 29 | 1 |  | pcs |  | Discharge valve spring | 0 | 0 | For RFQ | Pending | Oct 31, 2020 | PR-208-2020
|  | 2020-08-03 | Manila / Bacolod | Spare Parts for Starting Air Compressor | Running Units (DG 1 - 5). STARTING AIR COMPRESSOR DETAILS, Make: Ingersollrand, Model: 15T2, SN: 9522746 | OPE20-1378-CNPR | A Ortega | 0 | 30 | 2 |  | pcs |  | Discharge stop valve | 0 | 0 | For RFQ | Pending | Oct 31, 2020 | PR-208-2020
|  | 2020-08-03 | Manila / Bacolod | Spare Parts for Starting Air Compressor | Running Units (DG 1 - 5). STARTING AIR COMPRESSOR DETAILS, Make: Ingersollrand, Model: 15T2, SN: 9522746 | OPE20-1378-CNPR | A Ortega | 0 | 31 | 2 |  | pcs |  | Belleville washer 5/8 | 0 | 0 | For RFQ | Pending | Oct 31, 2020 | PR-208-2020
|  | 2020-08-03 | Manila / Bacolod | Spare Parts for Starting Air Compressor | Running Units (DG 1 - 5). STARTING AIR COMPRESSOR DETAILS, Make: Ingersollrand, Model: 15T2, SN: 9522746 | OPE20-1378-CNPR | A Ortega | 1 | 32 | 1 |  | pcs |  | Inlet valve Spring | 0 | 0 | For RFQ | Pending | Oct 31, 2020 | PR-208-2020
|  | 2020-08-03 | Manila / Bacolod | Spare Parts for Starting Air Compressor | Running Units (DG 1 - 5). STARTING AIR COMPRESSOR DETAILS, Make: Ingersollrand, Model: 15T2, SN: 9522746 | OPE20-1378-CNPR | A Ortega | 1 | 33 | 1 |  | pcs |  | Inlet valve plate | 0 | 0 | For RFQ | Pending | Oct 31, 2020 | PR-208-2020
|  | 2020-08-03 | Manila / Bacolod | Spare Parts for Starting Air Compressor | Running Units (DG 1 - 5). STARTING AIR COMPRESSOR DETAILS, Make: Ingersollrand, Model: 15T2, SN: 9522746 | OPE20-1378-CNPR | A Ortega | 0 | 34 | 2 |  | pcs |  | Discharge valve seat | 0 | 0 | For RFQ | Pending | Oct 31, 2020 | PR-208-2020
|  | 2020-08-03 | Manila / Bacolod | Spare Parts for Starting Air Compressor | Running Units (DG 1 - 5). STARTING AIR COMPRESSOR DETAILS, Make: Ingersollrand, Model: 15T2, SN: 9522746 | OPE20-1378-CNPR | A Ortega | 1 | 35 | 1 |  | pcs |  | Discharge valve plate | 0 | 0 | For RFQ | Pending | Oct 31, 2020 | PR-208-2020
|  | 2020-08-03 | Manila / Bacolod | Spare Parts for Starting Air Compressor | Running Units (DG 1 - 5). STARTING AIR COMPRESSOR DETAILS, Make: Ingersollrand, Model: 15T2, SN: 9522746 | OPE20-1378-CNPR | A Ortega | 1 | 36 | 1 |  | pcs |  | Discharge valve spring | 0 | 0 | For RFQ | Pending | Oct 31, 2020 | PR-208-2020
|  | 2020-08-03 | Manila / Bacolod | Spare Parts for Starting Air Compressor | Running Units (DG 1 - 5). STARTING AIR COMPRESSOR DETAILS, Make: Ingersollrand, Model: 15T2, SN: 9522746 | OPE20-1378-CNPR | A Ortega | 0 | 37 | 2 |  | pcs |  | Discharge stop valve | 0 | 0 | For RFQ | Pending | Oct 31, 2020 | PR-208-2020
|  | 2020-08-03 | Manila / Bacolod | Spare Parts for Starting Air Compressor | Running Units (DG 1 - 5). STARTING AIR COMPRESSOR DETAILS, Make: Ingersollrand, Model: 15T2, SN: 9522746 | OPE20-1378-CNPR | A Ortega | 0 | 38 | 2 |  | pcs |  | Belleville washer 5/8 | 0 | 0 | For RFQ | Pending | Oct 31, 2020 | PR-208-2020
|  | 2020-08-03 | Manila / Bacolod | Spare Parts for Starting Air Compressor | Running Units (DG 1 - 5). STARTING AIR COMPRESSOR DETAILS, Make: Ingersollrand, Model: 15T2, SN: 9522746 | OPE20-1378-CNPR | A Ortega | 0 | 39 | 2 |  | pcs |  | Discharge valve seat | 0 | 0 | For RFQ | Pending | Oct 31, 2020 | PR-208-2020
|  | 2020-08-03 | Manila / Bacolod | Spare Parts for Starting Air Compressor | Running Units (DG 1 - 5). STARTING AIR COMPRESSOR DETAILS, Make: Ingersollrand, Model: 15T2, SN: 9522746 | OPE20-1378-CNPR | A Ortega | 0 | 40 | 2 |  | pcs |  | Discharge stop valve | 0 | 0 | For RFQ | Pending | Oct 31, 2020 | PR-208-2020
|  | 2020-08-03 | Manila / Bacolod | Spare Parts for Starting Air Compressor | Running Units (DG 1 - 5). STARTING AIR COMPRESSOR DETAILS, Make: Ingersollrand, Model: 15T2, SN: 9522746 | OPE20-1378-CNPR | A Ortega | 0 | 41 | 2 |  | pcs |  | Belleville washer 5/8 | 0 | 0 | For RFQ | Pending | Oct 31, 2020 | PR-208-2020
|  | 2020-08-03 | Manila / Bacolod | Spare Parts for Starting Air Compressor | Running Units (DG 1 - 5). STARTING AIR COMPRESSOR DETAILS, Make: Ingersollrand, Model: 15T2, SN: 9522746 | OPE20-1378-CNPR | A Ortega | 0 | 42 | 2 |  | pcs |  | Inlet valve Spring | 0 | 0 | For RFQ | Pending | Oct 31, 2020 | PR-208-2020
|  | 2020-08-03 | Manila / Bacolod | Spare Parts for Starting Air Compressor | Running Units (DG 1 - 5). STARTING AIR COMPRESSOR DETAILS, Make: Ingersollrand, Model: 15T2, SN: 9522746 | OPE20-1378-CNPR | A Ortega | 0 | 43 | 2 |  | pcs |  | Inlet valve plate | 0 | 0 | For RFQ | Pending | Oct 31, 2020 | PR-208-2020
|  | 2020-08-03 | Manila / Bacolod | Spare Parts for Starting Air Compressor | Running Units (DG 1 - 5). STARTING AIR COMPRESSOR DETAILS, Make: Ingersollrand, Model: 15T2, SN: 9522746 | OPE20-1378-CNPR | A Ortega | 0 | 44 | 2 |  | pcs |  | Pressure gauge - 100 psi | 0 | 0 | For RFQ | Pending | Oct 31, 2020 | PR-208-2020
|  | 2020-08-03 | Manila / Bacolod | Spare Parts for Starting Air Compressor | Running Units (DG 1 - 5). STARTING AIR COMPRESSOR DETAILS, Make: Ingersollrand, Model: 15T2, SN: 9522746 | OPE20-1378-CNPR | A Ortega | 0 | 45 | 2 |  | pcs |  | Pressure gauge - 300 psi | 0 | 0 | For RFQ | Pending | Oct 31, 2020 | PR-208-2020
|  | 2020-08-03 | Manila / Bacolod | Spare Parts for Starting Air Compressor | Running Units (DG 1 - 5). STARTING AIR COMPRESSOR DETAILS, Make: Ingersollrand, Model: 15T2, SN: 9522746 | OPE20-1378-CNPR | A Ortega | 0 | 46 | 1 |  | pc |  | Safety valve - 60 psi | 0 | 0 | For RFQ | Pending | Oct 31, 2020 | PR-208-2020
|  | 2020-08-03 | Manila / Bacolod | Spare Parts for Starting Air Compressor | Running Units (DG 1 - 5). STARTING AIR COMPRESSOR DETAILS, Make: Ingersollrand, Model: 15T2, SN: 9522746 | OPE20-1378-CNPR | A Ortega | 0 | 47 | 1 |  | pc |  | Finned tube assembly - 36" | 0 | 0 | For RFQ | Pending | Oct 31, 2020 | PR-208-2020
|  | 2020-08-03 | Manila / Bacolod | Spare Parts for Starting Air Compressor | Running Units (DG 1 - 5). STARTING AIR COMPRESSOR DETAILS, Make: Ingersollrand, Model: 15T2, SN: 9522746 | OPE20-1378-CNPR | A Ortega | 0 | 48 | 1 |  | pc |  | Finned tube assembly - 38 3/4" | 0 | 0 | For RFQ | Pending | Oct 31, 2020 | PR-208-2020
|  | 2020-08-03 | Manila / Bacolod | Spare Parts for Starting Air Compressor | Running Units (DG 1 - 5). STARTING AIR COMPRESSOR DETAILS, Make: Ingersollrand, Model: 15T2, SN: 9522746 | OPE20-1378-CNPR | A Ortega | 0 | 49 | 1 |  | pc |  | Finned tube assembly - 41 1/2" | 0 | 0 | For RFQ | Pending | Oct 31, 2020 | PR-208-2020
|  | 2020-08-03 | Manila / Bacolod | Spare Parts for Starting Air Compressor | Running Units (DG 1 - 5). STARTING AIR COMPRESSOR DETAILS, Make: Ingersollrand, Model: 15T2, SN: 9522746 | OPE20-1378-CNPR | A Ortega | 0 | 50 | 1 |  | pc |  | Finned tubing - 41" | 0 | 0 | For RFQ | Pending | Oct 31, 2020 | PR-208-2020
|  | 2020-08-03 | Manila / Bacolod | Spare Parts for Starting Air Compressor | Running Units (DG 1 - 5). STARTING AIR COMPRESSOR DETAILS, Make: Ingersollrand, Model: 15T2, SN: 9522746 | OPE20-1378-CNPR | A Ortega | 0 | 51 | 1 |  | pc |  | Finned tubing - 37" | 0 | 0 | For RFQ | Pending | Oct 31, 2020 | PR-208-2020
|  | 2020-08-03 | Manila / Bacolod | Spare Parts for Starting Air Compressor | Running Units (DG 1 - 5). STARTING AIR COMPRESSOR DETAILS, Make: Ingersollrand, Model: 15T2, SN: 9522746 | OPE20-1378-CNPR | A Ortega | 0 | 52 | 1 |  | pc |  | Finned tubing after cooler | 0 | 0 | For RFQ | Pending | Oct 31, 2020 | PR-208-2020
|  | 2020-08-03 | Manila / Bacolod | Spare Parts for Starting Air Compressor | Running Units (DG 1 - 5). STARTING AIR COMPRESSOR DETAILS, Make: Ingersollrand, Model: 15T2, SN: 9522746 | OPE20-1378-CNPR | A Ortega | 0 | 53 | 1 |  | pc |  | Valve, 35 GA - complete | 0 | 0 | For RFQ | Pending | Oct 31, 2020 | PR-208-2020
|  | 2020-08-03 | Manila / Bacolod | Spare Parts for Starting Air Compressor | Running Units (DG 1 - 5). STARTING AIR COMPRESSOR DETAILS, Make: Ingersollrand, Model: 15T2, SN: 9522746 | OPE20-1378-CNPR | A Ortega | 0 | 54 | 1 |  | pc |  | Valve, 55 GA - complete | 0 | 0 | For RFQ | Pending | Oct 31, 2020 | PR-208-2020
|  | 2020-08-03 | Manila / Bacolod | Spare Parts for Starting Air Compressor | Running Units (DG 1 - 5). STARTING AIR COMPRESSOR DETAILS, Make: Ingersollrand, Model: 15T2, SN: 9522746 | OPE20-1378-CNPR | A Ortega | 0 | 55 | 1 |  | pc |  | Cylinder, Air - 1.625" | 0 | 0 | For RFQ | Pending | Oct 31, 2020 | PR-208-2020
|  | 2020-08-03 | Manila / Bacolod | Spare Parts for Starting Air Compressor | Running Units (DG 1 - 5). STARTING AIR COMPRESSOR DETAILS, Make: Ingersollrand, Model: 15T2, SN: 9522746 | OPE20-1378-CNPR | A Ortega | 0 | 56 | 5 |  | pcs |  | Plug, Oil filler - complete | 0 | 0 | For RFQ | Pending | Oct 31, 2020 | PR-208-2020
|  | 2020-08-10 | 44050 | EIC | UOM | Kennah Sasamoto20-1379-CNPR | 1 | 2 | 1 | 1 |  | can |  | WD40 Multi-purpose | 0 | 0 | Cancelled PR. Incorrect PR Format. 08.11.20 | Cancelled | Aug 11, 2020
|  | 2020-08-10 | 44050 | EIC | UOM | Kennah Sasamoto20-1379-CNPR | 1 | 2 | 2 | 2 |  | cans |  | Contact cleaner, 360ml | 0 | 0 | Cancelled PR. Incorrect PR Format. 08.11.20 | Cancelled | Aug 11, 2020
|  | 2020-08-10 | 44050 | EIC | UOM | Kennah Sasamoto20-1379-CNPR | 1 | 9 | 3 | 5 |  | rolls |  | Vinyl electrical tape (Big), brand: armak | 0 | 0 | Cancelled PR. Incorrect PR Format. 08.11.20 | Cancelled | Aug 11, 2020
|  | 2020-08-10 | 44050 | EIC | UOM | Kennah Sasamoto20-1379-CNPR | 1 | 0 | 4 | 50 |  | pcs. |  | Cable tie 450mm x 5mm | 0 | 0 | Cancelled PR. Incorrect PR Format. 08.11.20 | Cancelled | Aug 11, 2020
|  | 2020-08-10 | 44050 | EIC | UOM | Kennah Sasamoto20-1379-CNPR | 1 | 3 | 5 | 10 |  | pairs |  | Electrical cotton with rubber gloves | 0 | 0 | Cancelled PR. Incorrect PR Format. 08.11.20 | Cancelled | Aug 11, 2020
|  | 2020-08-10 | 44050 | EIC | UOM | Kennah Sasamoto20-1379-CNPR | 1 | 17 | 6 | 5 |  | pairs |  | Cotton gloves | 0 | 0 | Cancelled PR. Incorrect PR Format. 08.11.20 | Cancelled | Aug 11, 2020
|  | 2020-08-10 | 44050 | EIC | UOM | Kennah Sasamoto20-1379-CNPR | 1 | 0 | 7 | 2 |  | pcs. |  | Rechargeable battery AA, 1500 mAH | 0 | 0 | Cancelled PR. Incorrect PR Format. 08.11.20 | Cancelled | Aug 11, 2020
|  | 2020-08-10 | 44050 | EIC | UOM | Kennah Sasamoto20-1379-CNPR | 1 | 0 | 8 | 4 |  | pcs. |  | Rechargeable battery AAA, 1500 mAH | 0 | 0 | Cancelled PR. Incorrect PR Format. 08.11.20 | Cancelled | Aug 11, 2020
|  | 2020-08-10 | 44050 | EIC | UOM | Kennah Sasamoto20-1379-CNPR | 1 | 4 | 9 | 3 |  | rolls |  | Masking tape 1" | 0 | 0 | Cancelled PR. Incorrect PR Format. 08.11.20 | Cancelled | Aug 11, 2020
|  | 2020-08-10 | 44050 | EIC | UOM | Kennah Sasamoto20-1379-CNPR | 1 | 3 | 10 | 3 |  | rolls |  | Masking tape 1/2" | 0 | 0 | Cancelled PR. Incorrect PR Format. 08.11.20 | Cancelled | Aug 11, 2020
|  | 2020-08-10 | 44050 | EIC | UOM | Kennah Sasamoto20-1379-CNPR | 1 | 1 | 11 | 1 |  | gal. |  | Denatured alcohol, 1 gal./3L | 0 | 0 | Cancelled PR. Incorrect PR Format. 08.11.20 | Cancelled | Aug 11, 2020
|  | 2020-08-10 | 44050 | EIC | UOM | Kennah Sasamoto20-1379-CNPR | 1 | 6 | 12 | 4 |  | quarts |  | Distilled water | 0 | 0 | Cancelled PR. Incorrect PR Format. 08.11.20 | Cancelled | Aug 11, 2020
|  | 2020-08-10 | 44050 | EIC | UOM | Kennah Sasamoto20-1379-CNPR | 1 | 0 | 13 | 1 |  | piece |  | Abrasive paper 180, water resistant | 0 | 0 | Cancelled PR. Incorrect PR Format. 08.11.20 | Cancelled | Aug 11, 2020
|  | 2020-08-10 | 44050 | EIC | UOM | Kennah Sasamoto20-1379-CNPR | 1 | 4 | 14 | 6 |  | pieces |  | Battery AA | 0 | 0 | Cancelled PR. Incorrect PR Format. 08.11.20 | Cancelled | Aug 11, 2020
|  | 2020-08-10 | 44050 | EIC | UOM | Kennah Sasamoto20-1379-CNPR | 1 | 0 | 15 | 8 |  | pieces |  | Battery , type C, 1.5Volts | 0 | 0 | Cancelled PR. Incorrect PR Format. 08.11.20 | Cancelled | Aug 11, 2020
|  | 2020-08-10 | 44050 | EIC | UOM | Kennah Sasamoto20-1379-CNPR | 1 | 0 | 16 | 1 |  | piece |  | Broom stick | 0 | 0 | Cancelled PR. Incorrect PR Format. 08.11.20 | Cancelled | Aug 11, 2020
|  | 2020-08-10 | 44050 | EIC | UOM | Kennah Sasamoto20-1379-CNPR | 1 | 0 | 17 | 2 |  | pieces |  | Drill bit, 3/16 | 0 | 0 | Cancelled PR. Incorrect PR Format. 08.11.20 | Cancelled | Aug 11, 2020
|  | 2020-08-10 | 44050 | EIC | UOM | Kennah Sasamoto20-1379-CNPR | 1 | 0 | 18 | 2 |  | pieces |  | Drill bit, 1/4 | 0 | 0 | Cancelled PR. Incorrect PR Format. 08.11.20 | Cancelled | Aug 11, 2020
|  | 2020-08-10 | 44050 | EIC | UOM | Kennah Sasamoto20-1379-CNPR | 1 | 0 | 19 | 2 |  | pieces |  | Paint brush, 1/2" | 0 | 0 | Cancelled PR. Incorrect PR Format. 08.11.20 | Cancelled | Aug 11, 2020
|  | 2020-08-10 | 44050 | EIC | UOM | Kennah Sasamoto20-1379-CNPR | 1 | 0 | 20 | 2 |  | pieces |  | Paint brush, 1" | 0 | 0 | Cancelled PR. Incorrect PR Format. 08.11.20 | Cancelled | Aug 11, 2020
|  | 2020-08-10 | 44050 | EIC | UOM | Kennah Sasamoto20-1379-CNPR | 1 | 0 | 21 | 1 |  | piece |  | Dust pan, Plastic | 0 | 0 | Cancelled PR. Incorrect PR Format. 08.11.20 | Cancelled | Aug 11, 2020
|  | 2020-08-10 | 44050 | EIC | UOM | Kennah Sasamoto20-1379-CNPR | 1 | 0 | 22 | 50 |  | pcs. |  | Cable tie 150mm x 3mm | 0 | 0 | Cancelled PR. Incorrect PR Format. 08.11.20 | Cancelled | Aug 11, 2020
|  | 2020-08-10 | 44050 | EIC | UOM | Kennah Sasamoto20-1379-CNPR | 1 | 0 | 23 | 1 |  | gal. |  | Roundup Weed & Grass Killer Concentrate Plus | 0 | 0 | Cancelled PR. Incorrect PR Format. 08.11.20 | Cancelled | Aug 11, 2020
|  | 2020-08-10 | 44050 | EIC | UOM | Kennah Sasamoto20-1379-CNPR | 1 | 0 | 24 | 2 |  | cans |  | expanding foam spray with rodenticide | 0 | 0 | Cancelled PR. Incorrect PR Format. 08.11.20 | Cancelled | Aug 11, 2020
|  | 2020-08-07 | Manila/Bacolod | EIC Consumables | EIC | EIC20-1380-CNPR | Kennah Sasamoto | 7 | 1 | 5 |  | kgs. | A | Cotton rags | 0 | 0 | 10.22.2020 - Delivered DR# 1954-CNPR | Fully Delivered | Aug 11, 2020 | PR-209-2020
|  | 2020-08-07 | Manila/Bacolod | EIC Consumables | EIC | EIC20-1380-CNPR | Kennah Sasamoto | 2 | 2 | 1 |  | can | B | WD40 Multi-purpose | 0 | 0 | 09.19.2020 - Delivered DR# 1844-CNPR | Fully Delivered | Aug 11, 2020 | PR-209-2020
|  | 2020-08-07 | Manila/Bacolod | EIC Consumables | EIC | EIC20-1380-CNPR | Kennah Sasamoto | 2 | 3 | 2 |  | cans | C | Contact cleaner, 360ml | 0 | 0 | 09.24.2020 - Delivered DR# 1843-CNPR | Fully Delivered | Aug 11, 2020 | PR-209-2020
|  | 2020-08-07 | Manila/Bacolod | EIC Consumables | EIC | EIC20-1380-CNPR | Kennah Sasamoto | 9 | 4 | 5 |  | rolls | D | Vinyl electrical tape (Big), brand: armak | 0 | 0 | 09.29.2020 - Delivered DR# 1883-CNPR | Fully Delivered | Aug 11, 2020 | PR-209-2020
|  | 2020-08-07 | Manila/Bacolod | EIC Consumables | EIC | EIC20-1380-CNPR | Kennah Sasamoto | 0 | 5 | 50 |  | pcs. | E | Cable tie 450mm x 5mm - UNSERVED 49 pack | 0 | 0 | 09.29.2020 - Delivered DR# 1876-CNPR(1.00 pack) | Partially Delivered | Aug 11, 2020 | PR-209-2020
|  | 2020-08-07 | Manila/Bacolod | EIC Consumables | EIC | EIC20-1380-CNPR | Kennah Sasamoto | 3 | 6 | 10 |  | pairs | F | Electrical cotton with rubber gloves | 0 | 0 | 09.22.2020 - Delivered DR# 1866-CNPR | Fully Delivered | Aug 11, 2020 | PR-209-2020
|  | 2020-08-07 | Manila/Bacolod | EIC Consumables | EIC | EIC20-1380-CNPR | Kennah Sasamoto | 17 | 7 | 5 |  | pairs | G | Cotton gloves | 0 | 0 | 09.22.2020 - Delivered DR# 1842-CNPR | Fully Delivered | Aug 11, 2020 | PR-209-2020
|  | 2020-08-07 | Manila/Bacolod | EIC Consumables | EIC | EIC20-1380-CNPR | Kennah Sasamoto | 0 | 8 | 2 |  | pcs. | H | Rechargeable battery AA, 1500 mAH | 0 | 0 | For RFQ | Pending | Aug 11, 2020 | PR-209-2020
|  | 2020-08-07 | Manila/Bacolod | EIC Consumables | EIC | EIC20-1380-CNPR | Kennah Sasamoto | 0 | 9 | 4 |  | pcs. | I | Rechargeable battery AAA, 1500 mAH | 0 | 0 | For RFQ | Pending | Aug 11, 2020 | PR-209-2020
|  | 2020-08-07 | Manila/Bacolod | EIC Consumables | EIC | EIC20-1380-CNPR | Kennah Sasamoto | 4 | 10 | 3 |  | rolls | AA | Masking tape 1" | 0 | 0 | 09.22.2020 - Delivered DR# 1853-CNPR | Fully Delivered | Aug 11, 2020 | PR-209-2020
|  | 2020-08-07 | Manila/Bacolod | EIC Consumables | EIC | EIC20-1380-CNPR | Kennah Sasamoto | 3 | 11 | 3 |  | rolls | AA | Masking tape 1/2" | 0 | 0 | 09.22.2020 - Delivered DR# 1853-CNPR | Fully Delivered | Aug 11, 2020 | PR-209-2020
|  | 2020-08-07 | Manila/Bacolod | EIC Consumables | EIC | EIC20-1380-CNPR | Kennah Sasamoto | 1 | 12 | 1 |  | gal. | C | Denatured alcohol, 1 gal./3L | 0 | 0 | 09.24.2020 - Delivered DR# 1843-CNPR | Fully Delivered | Aug 11, 2020 | PR-209-2020
|  | 2020-08-07 | Manila/Bacolod | EIC Consumables | EIC | EIC20-1380-CNPR | Kennah Sasamoto | 6 | 13 | 4 |  | quarts | M | Distilled water | 0 | 0 | 09.23.2020 - Delivered DR# 1854-CNPR | Fully Delivered | Aug 11, 2020 | PR-209-2020
|  | 2020-08-07 | Manila/Bacolod | EIC Consumables | EIC | EIC20-1380-CNPR | Kennah Sasamoto | 0 | 14 | 1 |  | piece | C | Abrasive paper 180, water resistant | 0 | 0 | 09.24.2020 - Delivered DR# 1843-CNPR | Fully Delivered | Aug 11, 2020 | PR-209-2020
|  | 2020-08-07 | Manila/Bacolod | EIC Consumables | EIC | EIC20-1380-CNPR | Kennah Sasamoto | 4 | 15 | 6 |  | pieces | O | Battery AA | 0 | 0 | 09.22.2020 - Delivered DR# 1855-CNPR | Fully Delivered | Aug 11, 2020 | PR-209-2020
|  | 2020-08-07 | Manila/Bacolod | EIC Consumables | EIC | EIC20-1380-CNPR | Kennah Sasamoto | 0 | 16 | 8 |  | pieces | P | Battery , type C, 1.5Volts | 0 | 0 | 09.22.2020 - Delivered DR# 1856-CNPR | Fully Delivered | Aug 11, 2020 | PR-209-2020
|  | 2020-08-07 | Manila/Bacolod | EIC Consumables | EIC | EIC20-1380-CNPR | Kennah Sasamoto | 0 | 17 | 1 |  | piece | Q | Broom stick | 0 | 0 | 10.01.2020 - Delivered DR# 1857-CNPR | Fully Delivered | Aug 11, 2020 | PR-209-2020
|  | 2020-08-07 | Manila/Bacolod | EIC Consumables | EIC | EIC20-1380-CNPR | Kennah Sasamoto | 0 | 18 | 2 |  | pieces | R | Drill bit, 3/16 | 0 | 0 | 09.23.2020 - Delivered DR# 1859-CNPR | Fully Delivered | Aug 11, 2020 | PR-209-2020
|  | 2020-08-07 | Manila/Bacolod | EIC Consumables | EIC | EIC20-1380-CNPR | Kennah Sasamoto | 0 | 19 | 2 |  | pieces | S | Drill bit, 1/4 | 0 | 0 | 09.22.2020 - Delivered DR# 1858-CNPR | Fully Delivered | Aug 11, 2020 | PR-209-2020
|  | 2020-08-07 | Manila/Bacolod | EIC Consumables | EIC | EIC20-1380-CNPR | Kennah Sasamoto | 0 | 20 | 2 |  | pieces | T | Paint brush, 1/2" | 0 | 0 | 10.19.2020 - Delivered DR# 1894-CNPR | Fully Delivered | Aug 11, 2020 | PR-209-2020
|  | 2020-08-07 | Manila/Bacolod | EIC Consumables | EIC | EIC20-1380-CNPR | Kennah Sasamoto | 0 | 21 | 2 |  | pieces | U | Paint brush, 1" | 0 | 0 | 09.24.2020 - Delivered DR# 1845-CNPR | Fully Delivered | Aug 11, 2020 | PR-209-2020
|  | 2020-08-07 | Manila/Bacolod | EIC Consumables | EIC | EIC20-1380-CNPR | Kennah Sasamoto | 0 | 22 | 1 | Orig.: 1.00 piece Rev. 1: 1.00 piece | piece | V | Dust pan, Plastic | 0 | 0 | 10.01.2020 - Delivered DR# 1910-CNPR | Fully Delivered | Aug 11, 2020 | PR-209-2020
|  | 2020-08-07 | Manila/Bacolod | EIC Consumables | EIC | EIC20-1380-CNPR | Kennah Sasamoto | 0 | 23 | 50 |  | pcs. | E | Cable tie 150mm x 3mm - UNSERVED 49 pack. | 0 | 0 | 09.29.2020 - Delivered DR# 1876-CNPR(1.00 pack.) | Partially Delivered | Aug 11, 2020 | PR-209-2020
|  | 2020-08-07 | Manila/Bacolod | EIC Consumables | EIC | EIC20-1380-CNPR | Kennah Sasamoto | 0 | 24 | 1 |  | gal. | X | Roundup Weed & Grass Killer Concentrate Plus | 0 | 0 | 09.19.2020 - Delivered DR# 1852-CNPR | Fully Delivered | Aug 11, 2020 | PR-209-2020
|  | 2020-08-07 | Manila/Bacolod | EIC Consumables | EIC | EIC20-1380-CNPR | Kennah Sasamoto | 0 | 25 | 2 |  | cans | Y | expanding foam spray with rodenticide | 0 | 0 | For RFQ | Pending | Aug 11, 2020 | PR-209-2020
|  | 2020-08-05 | Bacolod | Fabrication of 4 units Beds For Ladies at Plant Site & 2 units For Company Drivers and Modification of Storage Room at Bacolod Office and Additional Materials. | CENPRI Plant Site Employees | HR20-1381-CNPR | Iris Sixto | 0 | 1 | 8 |  | sachets | B | Adhesive, Stikwel | 0 | 0 | 08.22.2020 - Delivered DR# 1743-CNPR | Fully Delivered | Aug 10, 2020
|  | 2020-08-05 | Bacolod | Fabrication of 4 units Beds For Ladies at Plant Site & 2 units For Company Drivers and Modification of Storage Room at Bacolod Office and Additional Materials. | CENPRI Plant Site Employees | HR20-1381-CNPR | Iris Sixto | 0 | 2 | 1 |  | gal. | A | Paint, Thinner | 0 | 0 | 08.22.2020 - Delivered DR# 1742-CNPR | Fully Delivered | Aug 10, 2020
|  | 2020-08-05 | Bacolod | Fabrication of 4 units Beds For Ladies at Plant Site & 2 units For Company Drivers and Modification of Storage Room at Bacolod Office and Additional Materials. | CENPRI Plant Site Employees | HR20-1381-CNPR | Iris Sixto | 0 | 3 | 1 |  | pc. | A | Brush, Paint | 0 | 0 | 08.22.2020 - Delivered DR# 1742-CNPR | Fully Delivered | Aug 10, 2020
|  | 2020-08-05 | Bacolod | Fabrication of 4 units Beds For Ladies at Plant Site & 2 units For Company Drivers and Modification of Storage Room at Bacolod Office and Additional Materials. | CENPRI Plant Site Employees | HR20-1381-CNPR | Iris Sixto | 0 | 4 | 2 |  | pcs. | A | Brush, Roller, Refill, 4" | 0 | 0 | 08.22.2020 - Delivered DR# 1742-CNPR | Fully Delivered | Aug 10, 2020
|  | 2020-08-05 | Bacolod | Fabrication of 4 units Beds For Ladies at Plant Site & 2 units For Company Drivers and Modification of Storage Room at Bacolod Office and Additional Materials. | CENPRI Plant Site Employees | HR20-1381-CNPR | Iris Sixto | 0 | 5 | 4 |  | sheets | A | Paper, Sand, 120 | 0 | 0 | 08.22.2020 - Delivered DR# 1742-CNPR | Fully Delivered | Aug 10, 2020
|  | 2020-08-05 | Bacolod | Fabrication of 4 units Beds For Ladies at Plant Site & 2 units For Company Drivers and Modification of Storage Room at Bacolod Office and Additional Materials. | CENPRI Plant Site Employees | HR20-1381-CNPR | Iris Sixto | 0 | 6 | 6 |  | sheets | C | Paper, Sand, 80 | 0 | 0 | 08.20.2020 - Delivered DR# 1744-CNPR | Fully Delivered | Aug 10, 2020
|  | 2020-08-05 | Bacolod | Fabrication of 4 units Beds For Ladies at Plant Site & 2 units For Company Drivers and Modification of Storage Room at Bacolod Office and Additional Materials. | CENPRI Plant Site Employees | HR20-1381-CNPR | Iris Sixto | 0 | 7 | 2 |  | kgs. | B | Compound, Patching | 0 | 0 | 08.22.2020 - Delivered DR# 1743-CNPR | Fully Delivered | Aug 11, 2020
|  | 2020-08-11 |  | Running / Overhaul Spare Parts for Pielstick Engine Units | DG Units 4 and 5. Engine Unit Specifications: FUJI – S.E.M.T. – PIELSTICK, 18PC2 – 5V | OPE20-1382-CNPR | Godfrey E. Samano | 0 | 1 | 36 |  | assy |  | Connecting Rod Complete (with Bearing Shell, Std. Size) | 0 | 0 | For RFQ | Pending | Oct 16, 2020 | PR-211-2020
|  | 2020-08-11 |  | Running / Overhaul Spare Parts for Pielstick Engine Units | DG Units 4 and 5. Engine Unit Specifications: FUJI – S.E.M.T. – PIELSTICK, 18PC2 – 5V | OPE20-1382-CNPR | Godfrey E. Samano | 0 | 2 | 36 |  | assy |  | Piston Assembly Complete (with Piston Ring & Piston Pin) | 0 | 0 | For RFQ | Pending | Oct 16, 2020 | PR-211-2020
|  | 2020-08-11 |  | Running / Overhaul Spare Parts for Pielstick Engine Units | DG Units 4 and 5. Engine Unit Specifications: FUJI – S.E.M.T. – PIELSTICK, 18PC2 – 5V | OPE20-1382-CNPR | Godfrey E. Samano | 0 | 3 | 36 |  | assy |  | Liner & Jacket | 0 | 0 | For RFQ | Pending | Oct 16, 2020 | PR-211-2020
|  | 2020-08-11 |  | Running / Overhaul Spare Parts for Pielstick Engine Units | DG Units 4 and 5. Engine Unit Specifications: FUJI – S.E.M.T. – PIELSTICK, 18PC2 – 5V | OPE20-1382-CNPR | Godfrey E. Samano | 0 | 4 | 36 |  | assy |  | Cylinder Head Complete | 0 | 0 | For RFQ | Pending | Oct 16, 2020 | PR-211-2020
|  | 2020-08-11 |  | Running / Overhaul Spare Parts for Pielstick Engine Units | DG Units 4 and 5. Engine Unit Specifications: FUJI – S.E.M.T. – PIELSTICK, 18PC2 – 5V | OPE20-1382-CNPR | Godfrey E. Samano | 0 | 5 | 36 |  | assy |  | Roller Support Assembly Housing (Complete) | 0 | 0 | For RFQ | Pending | Oct 16, 2020 | PR-211-2020
|  | 2020-08-11 |  | Running / Overhaul Spare Parts for Pielstick Engine Units | DG Units 4 and 5. Engine Unit Specifications: FUJI – S.E.M.T. – PIELSTICK, 18PC2 – 5V | OPE20-1382-CNPR | Godfrey E. Samano | 0 | 6 | 36 |  | assy |  | Rocker Arm Assembly | 0 | 0 | For RFQ | Pending | Oct 16, 2020 | PR-211-2020
|  | 2020-08-11 |  | Running / Overhaul Spare Parts for Pielstick Engine Units | DG Units 4 and 5. Engine Unit Specifications: FUJI – S.E.M.T. – PIELSTICK, 18PC2 – 5V | OPE20-1382-CNPR | Godfrey E. Samano | 0 | 7 | 36 |  | units |  | Fuel Injection Pump | 0 | 0 | For RFQ | Pending | Oct 16, 2020 | PR-211-2020
|  | 2020-08-11 |  | Running / Overhaul Spare Parts for Pielstick Engine Units | DG Units 4 and 5. Engine Unit Specifications: FUJI – S.E.M.T. – PIELSTICK, 18PC2 – 5V | OPE20-1382-CNPR | Godfrey E. Samano | 0 | 8 | 36 |  | pcs |  | Injection Pump Operating Gear | 0 | 0 | For RFQ | Pending | Oct 16, 2020 | PR-211-2020
|  | 2020-08-11 |  | Running / Overhaul Spare Parts for Pielstick Engine Units | DG Units 4 and 5. Engine Unit Specifications: FUJI – S.E.M.T. – PIELSTICK, 18PC2 – 5V | OPE20-1382-CNPR | Godfrey E. Samano | 0 | 9 | 4 |  | units |  | Charge Air Cooler, GEA, Type 100/23/14/4 ESF DK51 | 0 | 0 | For RFQ | Pending | Oct 16, 2020 | PR-211-2020
|  | 2020-08-12 | Manila/Bacolod | Use as Replacement due to Worn out Contactor Main Contacts. | DG #3 Lube Oil Circulating Heater Conductor | EIC20-1383-CNPR | Rey D. Argawanon | 0 | 1 | 2 |  | pcs. |  | Magnetic Contactor Brand: Schneider, Eady Pact, TVS Model: LC1E40, 3Pole, 40Amps, 2 NO + 2 NC Coil Rating: 220Vac | 0 | 0 | For RFQ | Pending | Aug 25, 2020 | PR-212-2020
|  | 2020-08-15 |  | (a) Ladies Dormitory (6011 - 10 kgs., 6013 - 10 kgs.) - Iris J. Sixto (b) Roof Replacement of Raw Water Pump Shed (6011 - 15 kgs., 6013 - 3 kgs.) - Godfrey Samano (c.) Operations and Maintenance Consumables (6011 - 15 kgs., 6013 - 7 kgs.) - Alona T. Arroyo | (a) CENPRI Female Employees (b) Raw Water Pump (c.)Running Units | OPE20-1384-CNPR | Iris J. Sixto / Godfrey Samano / Alona T. Arroyo | 0 | 1 | 2 |  | boxes | A | Electrode, Welding, 1/8" x E6011 ( 20 kgs. Per box) | 0 | 0 | Cancelled PO. Will issue new PO, with addt'l end use. 08.15.20 | Cancelled | Aug 20, 2020
|  | 2020-08-15 |  | (a) Ladies Dormitory (6011 - 10 kgs., 6013 - 10 kgs.) - Iris J. Sixto (b) Roof Replacement of Raw Water Pump Shed (6011 - 15 kgs., 6013 - 3 kgs.) - Godfrey Samano (c.) Operations and Maintenance Consumables (6011 - 15 kgs., 6013 - 7 kgs.) - Alona T. Arroyo | (a) CENPRI Female Employees (b) Raw Water Pump (c.)Running Units | OPE20-1384-CNPR | Iris J. Sixto / Godfrey Samano / Alona T. Arroyo | 0 | 2 | 1 |  | box | A | Electrode, Welding, 1/8" x E6013 ( 20 kgs. Per box) | 0 | 0 | Cancelled PO. Will issue new PO, with addt'l end use. 08.15.20 | Cancelled | Aug 20, 2020
|  | 2020-08-15 |  | (a) Ladies Dormitory (6011 - 10 kgs., 6013 - 10 kgs.) - Iris J. Sixto (b) Roof Replacement of Raw Water Pump Shed (6011 - 15 kgs., 6013 - 3 kgs.) - Godfrey Samano (c.) Operations and Maintenance Consumables (6011 - 10 kgs., 6013 - 7 kgs.) - Alona T. Arroyo (d) Construction of Temporary Fence for Isolation Protocol (6011 - 5 kgs.) - Iris J. Sixto | (a) CENPRI Female Employees (b) Raw Water Pump (c.)Running Units | OPE20-1385-CNPR | Iris J. Sixto / Godfrey Samano / Alona T. Arroyo | 0 | 1 | 2 |  | boxes | A | Electrode, Welding, 1/8" x E6011 ( 20 kgs. Per box) | 0 | 0 | 08.25.2020 - Delivered DR# 1770-CNPR | Fully Delivered | Aug 20, 2020
|  | 2020-08-15 |  | (a) Ladies Dormitory (6011 - 10 kgs., 6013 - 10 kgs.) - Iris J. Sixto (b) Roof Replacement of Raw Water Pump Shed (6011 - 15 kgs., 6013 - 3 kgs.) - Godfrey Samano (c.) Operations and Maintenance Consumables (6011 - 10 kgs., 6013 - 7 kgs.) - Alona T. Arroyo (d) Construction of Temporary Fence for Isolation Protocol (6011 - 5 kgs.) - Iris J. Sixto | (a) CENPRI Female Employees (b) Raw Water Pump (c.)Running Units | OPE20-1385-CNPR | Iris J. Sixto / Godfrey Samano / Alona T. Arroyo | 0 | 2 | 1 |  | box | A | Electrode, Welding, 1/8" x E6013 ( 20 kgs. Per box) | 0 | 0 | 08.25.2020 - Delivered DR# 1770-CNPR | Fully Delivered | Aug 20, 2020
|  | 2020-08-18 | Bacolod | For painting of empty drums to be used as garbage bins | For donation of garbage bins made of empty drums to Brgy. Calumangan | ENV20-1386-CNPR | Genielyne V. Mondejar | 20 | 1 | 1 |  | gallon |  | Epoxy Primer Paint, Color: Gray | 0 | 0 | For RFQ | Pending | Aug 26, 2020 | HR-214-2020
|  | 2020-08-18 | Bacolod | For painting of empty drums to be used as garbage bins | For donation of garbage bins made of empty drums to Brgy. Calumangan | ENV20-1386-CNPR | Genielyne V. Mondejar | 10 | 2 | 1 |  | liter |  | Acrylic Thinner | 0 | 0 | For RFQ | Pending | Aug 26, 2020 | HR-214-2020
|  | 2020-08-18 | Bacolod | For painting of empty drums to be used as garbage bins | For donation of garbage bins made of empty drums to Brgy. Calumangan | ENV20-1386-CNPR | Genielyne V. Mondejar | 0 | 3 | 2 |  | cans |  | Spray Paint, 400 cc, Color: Green | 0 | 0 | For RFQ | Pending | Aug 26, 2020 | HR-214-2020
|  | 2020-08-18 | Bacolod | For painting of empty drums to be used as garbage bins | For donation of garbage bins made of empty drums to Brgy. Calumangan | ENV20-1386-CNPR | Genielyne V. Mondejar | 13 | 4 | 2 |  | pcs. |  | Paint Brush, size: 2" | 0 | 0 | For RFQ | Pending | Aug 26, 2020 | HR-214-2020
|  | 2020-08-18 | Bacolod | For painting of empty drums to be used as garbage bins | For donation of garbage bins made of empty drums to Brgy. Calumangan | ENV20-1386-CNPR | Genielyne V. Mondejar | 3 | 5 | 1 |  | pc. |  | Roller Brush, size 4" | 0 | 0 | For RFQ | Pending | Aug 26, 2020 | HR-214-2020
|  | 2020-08-18 | Bacolod | For painting of empty drums to be used as garbage bins | For donation of garbage bins made of empty drums to Brgy. Calumangan | ENV20-1386-CNPR | Genielyne V. Mondejar | 33 | 6 | 4 |  | pcs. |  | Roller Brush Refill, size 4" | 0 | 0 | For RFQ | Pending | Aug 26, 2020 | HR-214-2020
|  | 2020-08-18 |  | Refuel for Heavy Equipment | Heavy Equipment - Forklift | 20-1387-CNPR | Ariel Tandoy / Donna Gellada | 0 | 1 | 40 |  | ltr/s | A | Diesel | 0 | 0 | 08.29.2020 - Delivered DR# 1805-CNPR 09.17.2020 - Delivered DR# 1847-CNPR | Fully Delivered | Aug 22, 2020 | WHR-215-2020
|  | 2020-08-14 |  | Additional Electrical Panel Component for the Installation of Lube Oil Purifier Alarm Indicator | DG Unit 1 and Unit 2 | OPE20-1388-CNPR | Godfrey E. Samano | 0 | 1 | 2 |  | pcs |  | Dry-type, Step-down Transformer, Single Phase, 10 VA, Input: 440V, Secondary: 220V | 0 | 0 | Delivered by MNL. DR# 1079-CNPR-MNL, Supplier: Wescor Transformer Corp. 01.11.21 | Cancelled | Aug 28, 2020 | PR-216-2020
|  | 2020-08-14 |  | Replacement Electrical Component for Sump Pit Mono Pump Controller | Sump Pit Mono Pump (Plant Equipment) | OPE20-1389-CNPR | Godfrey E. Samano | 0 | 1 | 1 |  | pc |  | Dry-type, Step-down Transformer, Single Phase, 30 VA, Input: 440V, Secondary: 220V | 0 | 0 | Delivered by MNL Dec. 29, 2020, DR# 1095-CNPR-MNL via 2Go Express waybill no. AA5289568 01.06.21 | Cancelled | Aug 28, 2020 | PR-217-2020
|  | 2020-08-17 | Manila / Bacolod | Cleaning/Housekeeping of Auxiliary and Engine Areas | DG #1 - DG #5 Auxiliary and Engine Areas | OPE20-1390-CNPR | Ryan Tignero | 0 | 1 | 1 |  | set | A | Mop with Squeerez ( Mop Head Rayon 400G/ Mop Handle Wood 5ft.) (with picture) | 0 | 0 | 10.10.2020 - Delivered DR# 1925-CNPR | Fully Delivered | Aug 31, 2020 | PR-218-2020
|  | 2020-08-22 | 44062 | Spare Stator | UOM | Kennah Sasamoto20-1391-CNPR | 1 | 0 | 1 | 6 |  | pcs. |  | Incandescent Lamp Infrared Light Bulb, 250W, 220-240V | 0 | 0 | Cancelled. Incorrect PR Format. 08.25.20 | Cancelled | Sep 9, 2020 | PR-218-2020 | Cancelled PR. Incorrect PR Format.
|  | 2020-08-22 | 44062 | Spare Stator | UOM | Kennah Sasamoto20-1391-CNPR | 1 | 0 | 2 | 1 |  | kg. |  | Common nails, 1" | 0 | 0 | Cancelled. Incorrect PR Format. 08.25.20 | Cancelled | Sep 9, 2020 | PR-218-2020
|  | 2020-08-22 | 44062 | Spare Stator | UOM | Kennah Sasamoto20-1391-CNPR | 1 | 0 | 3 | 1 |  | kg. |  | Common nails, 2" | 0 | 0 | Cancelled. Incorrect PR Format. 08.25.20 | Cancelled | Sep 9, 2020 | PR-218-2020
|  | 2020-08-22 | 44062 | Spare Stator | UOM | Kennah Sasamoto20-1391-CNPR | 1 | 0 | 4 | 1 |  | kg. |  | Common nails, 3" | 0 | 0 | Cancelled. Incorrect PR Format. 08.25.20 | Cancelled | Sep 9, 2020 | PR-218-2020
|  | 2020-08-19 | Manila/Bacolod | Additional Consumables for Stator Rewinding | Spare Stator | ECMG20-1392-CNPR | Kennah Sasamoto | 0 | 1 | 4 |  | rolls |  | Aluminum foil adhesive tape, 2" | 0 | 0 | For RFQ | Pending | Sep 9, 2020 | PR-221-2020
|  | 2020-08-19 | Manila/Bacolod | Additional Consumables for Stator Rewinding | Spare Stator | ECMG20-1392-CNPR | Kennah Sasamoto | 0 | 2 | 6 |  | pcs. |  | Incandescent Lamp Infrared Light Bulb, 250W, 220-240V | 0 | 0 | For RFQ | Pending | Sep 9, 2020 | PR-221-2020
|  | 2020-08-19 | Manila/Bacolod | Additional Consumables for Stator Rewinding | Spare Stator | ECMG20-1392-CNPR | Kennah Sasamoto | 0 | 3 | 1 |  | kg. |  | Common nails, 1" | 0 | 0 | For RFQ | Pending | Sep 9, 2020 | PR-221-2020
|  | 2020-08-19 | Manila/Bacolod | Additional Consumables for Stator Rewinding | Spare Stator | ECMG20-1392-CNPR | Kennah Sasamoto | 0 | 4 | 1 |  | kg. |  | Common nails, 2" | 0 | 0 | For RFQ | Pending | Sep 9, 2020 | PR-221-2020
|  | 2020-08-19 | Manila/Bacolod | Additional Consumables for Stator Rewinding | Spare Stator | ECMG20-1392-CNPR | Kennah Sasamoto | 0 | 5 | 1 |  | kg. |  | Common nails, 3" | 0 | 0 | For RFQ | Pending | Sep 9, 2020 | PR-221-2020
|  | 2020-08-22 | 44062 | Raw Water System Dg1- Dg5 | UOM | Rey D. Argawanon20-1393-CNPR | 1 | 0 | 1 | 6 |  | pcs. |  | Miniature circuit breaker Brand : Delixi, 2 pole, 8 amps | 0 | 0 | Cancelled. Incorrect PR Format. 08.25.20 | Cancelled | Sep 12, 2020
|  | 2020-08-22 | 44062 | Raw Water System Dg1- Dg5 | UOM | Rey D. Argawanon20-1393-CNPR | 1 | 0 | 2 | 2 |  | sets |  | Time Relay with Base Brand : Omron, Model: H3CR-A, 11 pins Supply Voltage: 100-125Vdc Relay Output: SPDT | 0 | 0 | Cancelled. Incorrect PR Format. 08.25.20 | Cancelled | Sep 12, 2020
|  | 2020-08-19 | Manila/Bacolod | Use for Raw water system flow status monitoring circuit | Raw Water System Dg1- Dg5 | EIC20-1394-CNPR | Rey D. Argawanon | 0 | 1 | 12 |  | sets |  | Auxiliary relay w/ Base Brand : Omron , LY4N Type : Plug in , non latching 4PDT Coil rating : 110vdc , 14 Pins | 0 | 0 | For RFQ | Pending | Sep 12, 2020 | PR-222-2020
|  | 2020-08-19 | Manila/Bacolod | Use for Raw water system flow status monitoring circuit | Raw Water System Dg1- Dg5 | EIC20-1394-CNPR | Rey D. Argawanon | 0 | 2 | 6 |  | pcs. |  | Miniature circuit breaker Brand : Delixi, 2 pole, 8 amps | 0 | 0 | For RFQ | Pending | Sep 12, 2020 | PR-222-2020
|  | 2020-08-19 | Manila/Bacolod | Use for Raw water system flow status monitoring circuit | Raw Water System Dg1- Dg5 | EIC20-1394-CNPR | Rey D. Argawanon | 0 | 3 | 2 |  | sets |  | Time Relay with Base Brand : Omron, Model: H3CR-A, 11 pins Supply Voltage: 100-125Vdc Relay Output: SPDT | 0 | 0 | For RFQ | Pending | Sep 12, 2020 | PR-222-2020
|  | 2020-08-22 |  | For O & M Consumables | Running Units ( DG Unit 1, 2, 3, 4 & 5 ) | FLM -2020-00220-1395-CNPR | Fleur de Liz Ambong | 0 | 1 | 1 |  | pail | A | Shell Corena S4 P100 | 0 | 0 | 09.15.2020 - Delivered DR# 1833-CNPR | Fully Delivered | Aug 29, 2020 | PR-251-2020
|  | 2020-08-22 |  | For O & M Consumables | Running Units ( DG Unit 1, 2, 3, 4 & 5 ) | FLM -2020-00220-1395-CNPR | Fleur de Liz Ambong | 1 | 2 | 1 |  | pail | A | Shell Tellus S2 M68 | 0 | 0 | 09.15.2020 - Delivered DR# 1833-CNPR | Fully Delivered | Aug 29, 2020 | PR-251-2020
|  | 2020-08-21 |  | PPE use for Electrical Departments | EIC /Safety | HAS20-1396-CNPR | Ricky Madeja | 0 | 1 | 2 |  | Sets |  | ARC FLASH SUIT LOW AND HIGH VOLTAGE 40calal/cm2, Size: Medium | 0 | 0 | For RFQ | Pending | Sep 1, 2020 | HR-253-2020
|  | 2020-08-25 |  | Bolt And Nut Replacement For Cooling Tower Assembly (Supersedes PR-150-2020) | Units 1, 2, 3, 4 and 5 | OPE20-1397-CNPR | Exequil Corino | 0 | 1 | 800 |  | pcs | A | Bolt, M16 x 55mm x 2.0 Pitch, Stainless Steel, Full Thread | 0 | 0 | 10.01.2020 - Delivered DR# 1863-CNPR | Fully Delivered | Sep 5, 2020 | PR-258-2020
|  | 2020-08-25 | Bacolod | For pH Meter Use | For pH Meer Calibration Use | ENV20-1398-CNPR | Genielyne V. Mondejar | 0 | 1 | 1 |  | bottle |  | pH 4.01 Calibration Solution, Brand: Hanna, Code: HI7004, 1 Liter | 0 | 0 | For RFQ | Pending | Sep 7, 2020 | HR-259-2020
|  | 2020-08-25 | Bacolod | For pH Meter Use | For pH Meer Calibration Use | ENV20-1398-CNPR | Genielyne V. Mondejar | 0 | 2 | 1 |  | bottle |  | pH 7.01 Calibration Solution, Brand: Hanna, Code: HI7007, 1 Liter | 0 | 0 | For RFQ | Pending | Sep 7, 2020 | HR-259-2020
|  | 2020-08-25 | Bacolod | For pH Meter Use | For pH Meer Calibration Use | ENV20-1398-CNPR | Genielyne V. Mondejar | 0 | 3 | 2 |  | pcs. |  | Beaker, 100 ml capacity, glass, Pyrex | 0 | 0 | For RFQ | Pending | Sep 7, 2020 | HR-259-2020
|  | 2020-08-25 | Bacolod | For pH Meter Use | For pH Meer Calibration Use | ENV20-1398-CNPR | Genielyne V. Mondejar | 0 | 4 | 1 |  | pc. |  | Beaker 250 ml capacity, glass, Pyrex | 0 | 0 | For RFQ | Pending | Sep 7, 2020 | HR-259-2020
|  | 2020-08-25 | Bacolod | For pH Meter Use | For pH Meer Calibration Use | ENV20-1398-CNPR | Genielyne V. Mondejar | 0 | 5 | 1 |  | pc. |  | Graduated Cylinder, 100 ml capacity, glass Pyrex | 0 | 0 | For RFQ | Pending | Sep 7, 2020 | HR-259-2020
|  | 2020-09-03 | Bacolod | Powerhouse Building Structure Completion | Powerhouse | SPE20-1399-CNPR | Iris Sixto | 0 | 1 | 15 |  | bags |  | Cement, Portland | 0 | 0 | cancelled superseded by PR No. SPE20-1400 09.03.20 | Cancelled | Sep 3, 2020
|  | 2020-09-03 | Bacolod | Powerhouse Building Structure Completion | Powerhouse | SPE20-1399-CNPR | Iris Sixto | 0 | 2 | 3 |  | cu. meters |  | Sand, Mixing | 0 | 0 | cancelled superseded by PR No. SPE20-1400 09.03.20 | Cancelled | Sep 3, 2020
|  | 2020-09-03 | Bacolod | Powerhouse Building Structure Completion | Powerhouse | SPE20-1399-CNPR | Iris Sixto | 0 | 3 | 15 |  | lengths |  | Bar, Angle, 1/4" x 1-1/2" x 1-1/2" x 6m | 0 | 0 | cancelled superseded by PR No. SPE20-1400 09.03.20 | Cancelled | Sep 3, 2020
|  | 2020-09-03 | Bacolod | Powerhouse Building Structure Completion | Powerhouse | SPE20-1399-CNPR | Iris Sixto | 0 | 4 | 25 |  | lengths |  | Bar, Flat, 1" x 1/4 x 6 meter | 0 | 0 | cancelled superseded by PR No. SPE20-1400 09.03.20 | Cancelled | Sep 3, 2020
|  | 2020-09-03 | Bacolod | Powerhouse Building Structure Completion | Powerhouse | SPE20-1399-CNPR | Iris Sixto | 0 | 5 | 13 |  | sheets |  | Wire, Mesh, 4cm x 4' x 8' | 0 | 0 | cancelled superseded by PR No. SPE20-1400 09.03.20 | Cancelled | Sep 3, 2020
|  | 2020-09-03 | Bacolod | Powerhouse Building Structure Completion | Powerhouse | SPE20-1399-CNPR | Iris Sixto | 0 | 6 | 2 |  | meters |  | Nylone screen (fine for sand straining) | 0 | 0 | cancelled superseded by PR No. SPE20-1400 09.03.20 | Cancelled | Sep 3, 2020
|  | 2020-09-03 | Bacolod | Powerhouse Building Structure Completion | Powerhouse | SPE20-1399-CNPR | Iris Sixto | 0 | 7 | 4 |  | pieces |  | Disc, Cutting, 14" | 0 | 0 | cancelled superseded by PR No. SPE20-1400 09.03.20 | Cancelled | Sep 3, 2020
|  | 2020-09-03 | Bacolod | Powerhouse Building Structure Completion | Powerhouse | SPE20-1399-CNPR | Iris Sixto | 0 | 8 | 5 |  | pieces |  | Disc, Cutting, 4" | 0 | 0 | cancelled superseded by PR No. SPE20-1400 09.03.20 | Cancelled | Sep 3, 2020
|  | 2020-09-03 | Bacolod | Powerhouse Building Structure Completion | Powerhouse | SPE20-1399-CNPR | Iris Sixto | 0 | 9 | 4 |  | pieces |  | Disc, Grinding, 4" x 1/4" x 5/8" | 0 | 0 | cancelled superseded by PR No. SPE20-1400 09.03.20 | Cancelled | Sep 3, 2020
|  | 2020-09-03 | Bacolod | Powerhouse Building Structure Completion | Powerhouse | SPE20-1399-CNPR | Iris Sixto | 0 | 10 | 5 |  | kilograms |  | Electrode, Welding, 1/8" x E6011 | 0 | 0 | cancelled superseded by PR No. SPE20-1400 09.03.20 | Cancelled | Sep 3, 2020
|  | 2020-09-03 | Bacolod | Powerhouse Building Structure Completion | Powerhouse | SPE20-1399-CNPR | Iris Sixto | 0 | 11 | 5 |  | kilograms |  | Electrode, Welding, 1/8" x E6013 | 0 | 0 | cancelled superseded by PR No. SPE20-1400 09.03.20 | Cancelled | Sep 3, 2020
|  | 2020-09-03 | Bacolod | Powerhouse Building Structure Completion | Powerhouse | SPE20-1399-CNPR | Iris Sixto | 0 | 12 | 10 |  | sets |  | Gloves, Working, Ma-ong | 0 | 0 | cancelled superseded by PR No. SPE20-1400 09.03.20 | Cancelled | Sep 3, 2020
|  | 2020-09-03 | Bacolod | Powerhouse Building Structure Completion | Powerhouse | SPE20-1399-CNPR | Iris Sixto | 0 | 13 | 2 |  | gallons |  | Paint, Primer, Epoxy, Gray, 4L/gal | 0 | 0 | cancelled superseded by PR No. SPE20-1400 09.03.20 | Cancelled | Sep 3, 2020
|  | 2020-09-03 | Bacolod | Powerhouse Building Structure Completion | Powerhouse | SPE20-1399-CNPR | Iris Sixto | 0 | 14 | 2 |  | pieces |  | Brush, Paint, 2" | 0 | 0 | cancelled superseded by PR No. SPE20-1400 09.03.20 | Cancelled | Sep 3, 2020
|  | 2020-09-03 | Bacolod | Powerhouse Building Structure Completion | Powerhouse | SPE20-1399-CNPR | Iris Sixto | 0 | 15 | 6 |  | pieces |  | Brush, Roller, Refill, 4" | 0 | 0 | cancelled superseded by PR No. SPE20-1400 09.03.20 | Cancelled | Sep 3, 2020
|  | 2020-09-03 | Bacolod | Powerhouse Building Structure Completion | Powerhouse | SPE20-1399-CNPR | Iris Sixto | 0 | 16 | 10 |  | sheets |  | Sandpaper, G80 | 0 | 0 | cancelled superseded by PR No. SPE20-1400 09.03.20 | Cancelled | Sep 3, 2020
|  | 2020-09-03 | Bacolod | Powerhouse Building Structure Completion | Powerhouse | SPE20-1399-CNPR | Iris Sixto | 0 | 17 | 5 |  | pieces |  | Brush, Steel | 0 | 0 | cancelled superseded by PR No. SPE20-1400 09.03.20 | Cancelled | Sep 3, 2020
|  | 2020-09-03 | Bacolod | Powerhouse Building Structure Completion | Powerhouse | SPE20-1399-CNPR | Iris Sixto | 0 | 18 | 1 |  | gallon |  | Paint, Enamel, Aluminum | 0 | 0 | cancelled superseded by PR No. SPE20-1400 09.03.20 | Cancelled | Sep 3, 2020
|  | 2020-09-03 | Bacolod | Powerhouse Building Structure Completion | Powerhouse | SPE20-1399-CNPR | Iris Sixto | 0 | 19 | 2 |  | gallons |  | Thinner, Acrylic, 4L/Gal | 0 | 0 | cancelled superseded by PR No. SPE20-1400 09.03.20 | Cancelled | Sep 3, 2020
|  | 2020-09-03 | Bacolod | Powerhouse Building Structure Completion | Powerhouse | SPE20-1399-CNPR | Iris Sixto | 0 | 20 | 1 |  | piece |  | Drill Bit, Masonry, 3/8" dia. | 0 | 0 | cancelled superseded by PR No. SPE20-1400 09.03.20 | Cancelled | Sep 3, 2020
|  | 2020-09-03 | Bacolod | Powerhouse Building Structure Completion | Powerhouse | SPE20-1399-CNPR | Iris Sixto | 0 | 21 | 4 |  | pieces |  | Glass, Lens, Dark, #10 | 0 | 0 | cancelled superseded by PR No. SPE20-1400 09.03.20 | Cancelled | Sep 3, 2020
|  | 2020-09-03 | Bacolod | Powerhouse Building Structure Completion | Powerhouse | SPE20-1399-CNPR | Iris Sixto | 0 | 22 | 4 |  | pieces |  | Glass, Clear | 0 | 0 | cancelled superseded by PR No. SPE20-1400 09.03.20 | Cancelled | Sep 3, 2020
|  | 2020-08-15 |  | Additional Bath Cubicle at Bacolod Office ( 3 units ) | CENPRI Employees | ADM20-1401-CNPR | Iris Sixto | 0 | 1 | 1 |  | kg. | A | Electrode, Welding, 1/8" x E6011 ( 20 kgs. Per box) | 0 | 0 |  | PO Issued (1.00 kg.) | Sep 7, 2020
|  | 2020-08-15 |  | Additional Bath Cubicle at Bacolod Office ( 3 units ) | CENPRI Employees | ADM20-1401-CNPR | Iris Sixto | 0 | 2 | 2 |  | kgs. | A | Electrode, Welding, 1/8" x E6013 ( 20 kgs. Per box) | 0 | 0 |  | PO Issued (2.00 kgs.) | Sep 7, 2020
|  | 2020-08-18 |  | For PPE used during transaction COMECQ Area (Power House area) | HSES | (HAS)20-1402-CNPR | Ricky Diaz Madeja | 0 | 1 | 10 |  | Pcs | E | Soft washable PPE includes suit and mask made by poly micro fiber that is water repellent and auto clave safe,double flap zepper to lessen chances of droplets from getting in.with shoe coverMinimal stitches to reduce contamination risk Note: 2 pcs - Extra Large 8 pcs - Large | 0 | 0 | 09.24.2020 - Delivered DR# 1882-CNPR 10.16.2020 - Delivered DR# 1934-CNPR | Fully Delivered | Sep 8, 2020 | HR-213-2020
|  | 2020-09-05 |  | Operations and Maintenance Consumables | Running Units | OPE20-1403-CNPR | Alona T. Arroyo | 0 | 1 | 1 |  | pail |  | Carbon Remover, Carboff 1, Water-Based | 0 | 0 | For RFQ | Pending | Sep 14, 2020 | PR-272-2020
|  | 2020-09-05 |  | Operations and Maintenance Consumables | Running Units | OPE20-1403-CNPR | Alona T. Arroyo | 0 | 2 | 1 |  | kg |  | Electrode, Welding, E304, 3/32" x 12" (Stainless Steel Welding Electrode) | 0 | 0 | For RFQ | Pending | Sep 14, 2020 | PR-272-2020
|  | 2020-09-05 |  | Operations and Maintenance Consumables | Running Units | OPE20-1403-CNPR | Alona T. Arroyo | 0 | 3 | 2 |  | pcs | A | Glass, Clear, 2" x 4" | 0 | 0 | 09.24.2020 - Delivered DR# 1846-CNPR | Fully Delivered | Sep 14, 2020 | PR-272-2020
|  | 2020-09-05 |  | Operations and Maintenance Consumables | Running Units | OPE20-1403-CNPR | Alona T. Arroyo | 0 | 4 | 4 |  | pcs | A | Glass, Dark , #10 | 0 | 0 | 09.24.2020 - Delivered DR# 1846-CNPR | Fully Delivered | Sep 14, 2020 | PR-272-2020
|  | 2020-09-05 |  | Operations and Maintenance Consumables | Running Units | OPE20-1403-CNPR | Alona T. Arroyo | 33 | 5 | 25 |  | pcs | A | Disc, Cutting, 4" x 3/32" x 5/8" (Tyrolit 41 A30Q-BF) | 0 | 0 | 09.24.2020 - Delivered DR# 1846-CNPR | Fully Delivered | Sep 14, 2020 | PR-272-2020
|  | 2020-09-05 |  | Operations and Maintenance Consumables | Running Units | OPE20-1403-CNPR | Alona T. Arroyo | 2 | 6 | 4 |  | cans | B | Penetrant, Multi Use, WD-40, Net Content: 382 mL / 311G / 12.9 FL.OZ | 0 | 0 | 09.19.2020 - Delivered DR# 1849-CNPR | Fully Delivered | Sep 14, 2020 | PR-272-2020
|  | 2020-09-05 |  | Operations and Maintenance Consumables | Running Units | OPE20-1403-CNPR | Alona T. Arroyo | 18 | 7 | 4 |  | pcs | E | Brush, Steel | 0 | 0 | 09.22.2020 - Delivered DR# 1860-CNPR | Fully Delivered | Sep 14, 2020 | PR-272-2020
|  | 2020-09-05 |  | Operations and Maintenance Consumables | Running Units | OPE20-1403-CNPR | Alona T. Arroyo | 11 | 8 | 1 |  | pc | D | Brush, Paint, 2" | 0 | 0 | 09.22.2020 - Delivered DR# 1850-CNPR | Fully Delivered | Sep 14, 2020 | PR-272-2020
|  | 2020-09-05 |  | Operations and Maintenance Consumables | Running Units | OPE20-1403-CNPR | Alona T. Arroyo | 0 | 9 | 1 |  | pc | F | Brush, Paint, 1" | 0 | 0 | 09.24.2020 - Delivered DR# 1861-CNPR | Fully Delivered | Sep 14, 2020 | PR-272-2020
|  | 2020-09-05 |  | Operations and Maintenance Consumables | Running Units | OPE20-1403-CNPR | Alona T. Arroyo | 2 | 10 | 2 |  | pcs | CC | Broom (not the Baguio-type soft broom) | 0 | 0 | 10.27.2020 - Delivered DR# 1911-CNPR | Fully Delivered | Sep 14, 2020 | PR-272-2020
|  | 2020-09-05 |  | Operations and Maintenance Consumables | Running Units | OPE20-1403-CNPR | Alona T. Arroyo | 1 | 11 | 1 |  | pcs | AX | Broomstick | 0 | 0 | 10.01.2020 - Delivered DR# 1872-CNPR | Fully Delivered | Sep 14, 2020 | PR-272-2020
|  | 2020-09-05 |  | Operations and Maintenance Consumables | Running Units | OPE20-1403-CNPR | Alona T. Arroyo | 1 | 12 | 2 |  | pcs | AX | Dustpan (made of wood and plain sheet) | 0 | 0 | 10.01.2020 - Delivered DR# 1872-CNPR | Fully Delivered | Sep 14, 2020 | PR-272-2020
|  | 2020-09-05 |  | Operations and Maintenance Consumables | Running Units | OPE20-1403-CNPR | Alona T. Arroyo | 0 | 13 | 40 |  | liters | TT | Diesel Oil | 0 | 0 | 10.09.2020 - Delivered DR# 1924-CNPR 10.14.2020 - Delivered DR# 1938-CNPR 11.20.2020 - Delivered DR# 2064-CNPR | Fully Delivered | Sep 21, 2020 | PR-272-2020
|  | 2020-09-05 |  | Operations and Maintenance Consumables | Running Units | OPE20-1403-CNPR | Alona T. Arroyo | 0 | 14 | 20 | Orig.: 20.00 liters Rev. 1: 20.00 liters | liters | BJ | Kerosene | 0 | 0 | 10.10.2020 - Delivered DR# 1928-CNPR | Fully Delivered | Sep 21, 2020 | PR-272-2020
|  | 2020-09-05 |  | Operations and Maintenance Consumables | Running Units | OPE20-1403-CNPR | Alona T. Arroyo | 4 | 15 | 1 |  | cylinder | BT | Acetylene | 0 | 0 | 10.28.2020 - Delivered DR# 1873-CNPR | Fully Delivered | Sep 21, 2020 | PR-272-2020
|  | 2020-09-05 |  | Operations and Maintenance Consumables | Running Units | OPE20-1403-CNPR | Alona T. Arroyo | 9 | 16 | 2 |  | cylinders | BB | Oxygen | 0 | 0 | 10.28.2020 - Delivered DR# 1874-CNPR | Fully Delivered | Sep 21, 2020 | PR-272-2020
|  | 2020-09-05 |  | Operations and Maintenance Consumables | Running Units | OPE20-1403-CNPR | Alona T. Arroyo | 2 | 17 | 1 |  | kg | A | Rod, Filler, Bronze, 1/8" | 0 | 0 | 09.24.2020 - Delivered DR# 1846-CNPR | Fully Delivered | Sep 21, 2020 | PR-272-2020
|  | 2020-09-05 |  | Operations and Maintenance Consumables | Running Units | OPE20-1403-CNPR | Alona T. Arroyo | 51 | 18 | 25 |  | pairs | D | Gloves, Knitted Cotton | 0 | 0 | 09.22.2020 - Delivered DR# 1850-CNPR | Fully Delivered | Sep 21, 2020 | PR-272-2020
|  | 2020-09-05 |  | Operations and Maintenance Consumables | Running Units | OPE20-1403-CNPR | Alona T. Arroyo | 3 | 19 | 2 |  | pairs | C | Gloves, Rubberex Super Nitrile, RNF 15 | 0 | 0 | 09.22.2020 - Delivered DR# 1869-CNPR | Fully Delivered | Sep 21, 2020 | PR-272-2020
|  | 2020-09-05 |  | Operations and Maintenance Consumables | Running Units | OPE20-1403-CNPR | Alona T. Arroyo | 5 | 20 | 10 |  | kgs | CO | Rags, Cotton | 0 | 0 | 10.21.2020 - Delivered DR# 1953-CNPR | Fully Delivered | Sep 21, 2020 | PR-272-2020
|  | 2020-09-14 | Manila/Bacolod | Replacement on Defective Contactor for Controller Air Compressor | Control Air Compressor Unit #1 | EIC20-1404-CNPR | Rey D. Argawanon | 0 | 1 | 2 |  | pcs |  | Magnetic Contactor, Brand: Schneider, Easy Pact, TVS Model: LC1E40, 3Pole, 40Amps, 2 NO + 2 NC Coil Rating: 220Vac | 0 | 0 | For RFQ | Pending | Sep 22, 2020 | PR-277-2020
|  | 2020-09-14 | Manila/Bacolod | Replacement on Defective Contactor for Controller Air Compressor | Control Air Compressor Unit #1 | EIC20-1404-CNPR | Rey D. Argawanon | 0 | 2 | 2 |  | pcs |  | verload Relay Brand : Schneider Electric Type: LRE3/LRE357N Range: 37-50A | 0 | 0 | For RFQ | Pending | Sep 22, 2020 | PR-277-2020
|  | 2020-09-17 | Bacolod |  |  | OPE20-1405-CNPR | Alona Arroyo | 0 | 1 | 25 |  | pcs. | A | Disposable PPE Suits, One Size, Fits Large-Extra Large Sizes | 0 | 0 | Cancelled PR. No Indicated Purpose and End Use. 09.17.20 | Cancelled | Sep 17, 2020
|  | 2020-09-17 | Bacolod | PPEs for DG Units NGCP Grid Compliance and Capability Testing and Substation PMS and Testing | Running Units and Substation (Testing Sched: September 21-24 and 26, 2020) | OPE20-1406-CNPR | Alona Arroyo | 0 | 1 | 25 |  | pcs. | A | Disposable PPE Suits, One Size, Fits Large-Extra Large Sizes | 0 | 0 | 09.19.2020 - Delivered DR# 1871-CNPR | Fully Delivered | Sep 17, 2020 | PR-281-2020
|  | 2020-09-10 | Manila/Bacolod | Modification of Deep Well Pump Control | Deep Well | EIC20-1407-CNPR | Rey D. Argawanon | 0 | 1 | 2 |  | sets |  | Time Relay with Base H3BA-N8H, 220VAC, 50/60 Hz, Plug In, 8 Pin (Octal) Contact: 5 Amps, 250 VAC Resistive load Relay Output: SPDT | 0 | 0 | For RFQ | Pending | Sep 22, 2020 | PR-278-2020
|  | 2020-09-10 | Manila/Bacolod | Modification of Deep Well Pump Control | Deep Well | EIC20-1407-CNPR | Rey D. Argawanon | 0 | 2 | 2 |  | sets |  | Auxiliary relay w/ Base Brand : Omron , MY4N-GS Coil rating : AC220/240 , 14 Pins | 0 | 0 | For RFQ | Pending | Sep 22, 2020 | PR-278-2020
|  | 2020-09-14 |  | Installation of Injector Line Drain | Units 2 and 3 | OPE20-1408-CNPR | Juanito Dagupan | 0 | 1 | 2 |  | lengths |  | Stainless Steel Tube, SS316, OD: 3/8", 10 ft/length | 0 | 0 | Delivered by MNL. DR# 1113-CNPR-MNL. Supplier: Goodwill Technology & Industrial Corp. 01.19.21 | Cancelled | Sep 21, 2020 | PR-279-2020
|  | 2020-01-15 |  | Spare Parts for Pielstick Engine Units | DG Units 4 and 5 | OPE20-1409-CNPR | Godfrey S. E. Samano | 0 | 1 | 3 |  | units |  | Exhaust Valve Guide (Right) | 0 | 0 | For RFQ | Pending | Jan 15, 2020 | PR-230-2020
✓ |  | 2020-09-14 |  | Replacement and Spare Parts for Fuel Module and Lube Oil Circulation Pumps | Running Units (Units 1 - 5) | OPE20-1410-CNPR | Juanito Dagupan | 0 | 1 | 15 |  | pcs | A | Spider Coupling, Size: 55 x 26.5 x 14 mm, Material: Rubber, Buna-N - UNSERVED 11 pcs | 0 | 0 | -On Hold Date: 2021-02-23 01:31:48 -On Hold By: Jonah Benares | On-Hold | Sep 21, 2020 | PR-276-2020
|  | 2020-09-11 | 44084 | Control Room | UOM | Kennah Sasamoto20-1411-CNPR | 1 | 0 | 1 | 5 |  | pcs. |  | Starter Switch, 220-240V, 4-40W | 0 | 0 | Reupload PR 09.22.20 | Cancelled | Sep 22, 2020
|  | 2020-09-10 | Manila/Bacolod | Replacement of Busted Fluorescent Tube for Control Room | Control Room | EIC20-1412-CNPR | Kennah Sasamoto | 0 | 1 | 5 |  | Tubes | A | Fluorescent Tube T8, Brand: GE, Specs: F36W/6500k, 36 watts, Day light | 0 | 0 | 10.01.2020 - Delivered DR# 1885-CNPR | Fully Delivered | Sep 25, 2020 | PR-271-2020
|  | 2020-09-10 | Manila/Bacolod | Replacement of Busted Fluorescent Tube for Control Room | Control Room | EIC20-1412-CNPR | Kennah Sasamoto | 0 | 2 | 5 |  | pcs. | A | Starter Switch, 220-240V, 4-40W | 0 | 0 | 10.01.2020 - Delivered DR# 1885-CNPR | Fully Delivered | Sep 22, 2020 | PR-271-2020
|  | 2020-08-29 | Manila/Bacolod | Use for Feeder Raceway on Sump Pit Pump Motor at Maintenance Bldg. Reconditioning Area | Sump Pit Pump Motor | EIC20-1413-CNPR | 0 | 0 | 1 | 4 |  | lengths | A | UPVC Electrical conduit, 3/4" Ø | 0 | 0 | 10.19.2020 - Delivered DR# 1939-CNPR | Fully Delivered | Sep 12, 2020 | PR-262-2020
|  | 2020-08-29 | Manila/Bacolod | Use for Feeder Raceway on Sump Pit Pump Motor at Maintenance Bldg. Reconditioning Area | Sump Pit Pump Motor | EIC20-1413-CNPR | 0 | 0 | 2 | 2 |  | pcs. | A | UPV Adapter with locknut, 3/4"Ø | 0 | 0 | 10.19.2020 - Delivered DR# 1939-CNPR | Fully Delivered | Sep 22, 2020 | PR-262-2020
|  | 2020-08-29 | Manila/Bacolod | Use for Feeder Raceway on Sump Pit Pump Motor at Maintenance Bldg. Reconditioning Area | Sump Pit Pump Motor | EIC20-1413-CNPR | 0 | 0 | 3 | 1 |  | pc. | A | Miniature circuit breaker, 3 pole, 6 amps, 600V | 0 | 0 | 10.19.2020 - Delivered DR# 1939-CNPR | Fully Delivered | Sep 22, 2020 | PR-262-2020
|  | 2020-08-29 | Manila/Bacolod | Use for Feeder Raceway on Sump Pit Pump Motor at Maintenance Bldg. Reconditioning Area | Sump Pit Pump Motor | EIC20-1413-CNPR | 0 | 0 | 4 | 1 |  | pc. | A | Pull box 4"x4"x3" | 0 | 0 | 10.19.2020 - Delivered DR# 1939-CNPR | Fully Delivered | Sep 22, 2020 | PR-262-2020
|  | 2020-08-25 | Bacolod | Fabrication of Crates | Valve Re-Facing Machine | WHC20-1414-CNPR | Mary Grace Bugna | 0 | 1 | 2 |  | sht/s | B | Plywood, Ordinary, 4ft x 8ft x 5mm | 0 | 0 | 10.10.2020 - Delivered DR# 1920-CNPR | Fully Delivered | Sep 22, 2020 | WHR-255-2020
|  | 2020-08-25 | Bacolod | Fabrication of Crates | Valve Re-Facing Machine | WHC20-1414-CNPR | Mary Grace Bugna | 0 | 2 | 4 |  | lgth/s | A | Lumber: Good, Mahogany, 2" x 3" x10ft | 0 | 0 | 10.10.2020 - Delivered DR# 1919-CNPR | Fully Delivered | Sep 22, 2020 | WHR-255-2020
|  | 2020-09-14 | Manila / Bacolod | Replacement Gauges at Engine Local Panel | DG 1-2-3 ELP Running Units | OPE20-1415-CNPR | AB Ortega | 0 | 1 | 4 |  | pcs |  | ASHCROFT 100 T5500 PRESSURE GAUGE Dual Scale PSI/BAR, 100psi / 7bar Bottom Connection, 1/2" NPT, Panel Mounted Dial Face 3.5inch, Glass Window, SS316 Tube/Socket/Body, Liquid Filled | 0 | 0 | For RFQ | Pending | Oct 1, 2020 | PR-280-2020
|  | 2020-09-15 |  | For Portable Mobile Disinfectant Tank | Safety | (HAS)20-1416-CNPR | Ricky Madeja | 0 | 1 | 3 |  | Pcs |  | Valve, Ball, Ss, 1/2", Brand: KITZ | 0 | 0 | endorse to Rochelle process by HR/ADMIN procurement 09.23.20 | Cancelled | Sep 22, 2020 | HR-282-2020
|  | 2020-09-15 |  | For Portable Mobile Disinfectant Tank | Safety | (HAS)20-1416-CNPR | Ricky Madeja | 0 | 2 | 1 |  | Pcs |  | Nipple , GI, 2"x100mm, Threaded | 0 | 0 | endorse to Rochelle process by HR/ADMIN procurement 09.23.20 | Cancelled | Sep 22, 2020 | HR-282-2020
|  | 2020-09-15 |  | For Portable Mobile Disinfectant Tank | Safety | (HAS)20-1416-CNPR | Ricky Madeja | 0 | 3 | 6 |  | Pcs |  | Nipple, GI, 1/2"x100mm, Threaded | 0 | 0 | endorse to Rochelle process by HR/ADMIN procurement 09.23.20 | Cancelled | Sep 22, 2020 | HR-282-2020
|  | 2020-09-15 |  | For Portable Mobile Disinfectant Tank | Safety | (HAS)20-1416-CNPR | Ricky Madeja | 1 | 4 | 2 |  | Pcs |  | Tee 1/2" GI, Threaded | 0 | 0 | endorse to Rochelle process by HR/ADMIN procurement 09.23.20 | Cancelled | Sep 22, 2020 | HR-282-2020
|  | 2020-09-15 |  | For Portable Mobile Disinfectant Tank | Safety | (HAS)20-1416-CNPR | Ricky Madeja | 1 | 5 | 2 |  | Roll |  | Tape, Pohtetrafluroethlyne (PTFE) , Industrial, 3/4" (Teflon) | 0 | 0 | endorse to Rochelle process by HR/ADMIN procurement 09.23.20 | Cancelled | Sep 22, 2020 | HR-282-2020
|  | 2020-09-15 |  | For Portable Mobile Disinfectant Tank | Safety | (HAS)20-1416-CNPR | Ricky Madeja | 0 | 6 | 1 |  | Pcs |  | Gauge, pressure 2.5/3Bar (Upper) | 0 | 0 | endorse to Rochelle process by HR/ADMIN procurement 09.23.20 | Cancelled | Sep 22, 2020 | HR-282-2020
|  | 2020-09-15 |  | For Portable Mobile Disinfectant Tank | Safety | (HAS)20-1416-CNPR | Ricky Madeja | 35 | 7 | 3 |  | Kgs |  | Electrode, Welding, 1/8" x 6011 | 0 | 0 | endorse to Rochelle process by HR/ADMIN procurement 09.23.20 | Cancelled | Sep 22, 2020 | HR-282-2020
|  | 2020-09-15 |  | For Portable Mobile Disinfectant Tank | Safety | (HAS)20-1416-CNPR | Ricky Madeja | 35 | 8 | 3 |  | Pcs |  | Disc, Cutting 4" x 3/32" x 5/8" | 0 | 0 | endorse to Rochelle process by HR/ADMIN procurement 09.23.20 | Cancelled | Sep 22, 2020 | HR-282-2020
|  | 2020-09-14 |  | For Installation of Foot Bath and Hand wash at CENPRI Bacolod office (COMECQ) | HSES | HAS20-1417-CNPR | Ricky Madeja/Joselito Panes | 0 | 1 | 1 |  | Quart |  | PVC solvent | 0 | 0 | endorse to Rochelle for HR/Admin Pocurement 09.23.20 | Cancelled | Sep 22, 2020 | HR-283-2020
|  | 2020-09-14 |  | For Installation of Foot Bath and Hand wash at CENPRI Bacolod office (COMECQ) | HSES | HAS20-1417-CNPR | Ricky Madeja/Joselito Panes | 10 | 2 | 6 |  | Pcs |  | PVC elbow 1/2 X 90 | 0 | 0 | endorse to Rochelle for HR/Admin Pocurement 09.23.20 | Cancelled | Sep 22, 2020 | HR-283-2020
|  | 2020-09-14 |  | For Installation of Foot Bath and Hand wash at CENPRI Bacolod office (COMECQ) | HSES | HAS20-1417-CNPR | Ricky Madeja/Joselito Panes | 0 | 3 | 1 |  | Pcs |  | PVC Faucet 1/2 blue | 0 | 0 | endorse to Rochelle for HR/Admin Pocurement 09.23.20 | Cancelled | Sep 22, 2020 | HR-283-2020
|  | 2020-09-14 |  | For Installation of Foot Bath and Hand wash at CENPRI Bacolod office (COMECQ) | HSES | HAS20-1417-CNPR | Ricky Madeja/Joselito Panes | 5 | 4 | 2 |  | Pcs |  | PVC ball valve 1/2 | 0 | 0 | endorse to Rochelle for HR/Admin Pocurement 09.23.20 | Cancelled | Sep 22, 2020 | HR-283-2020
|  | 2020-09-23 | Manila/Bacolod | PPEs for Contractor of 69kV Switchyard PMS | 69kV Switchyard | TES20-1418-CNPR | Kennah Sasamoto/Elaisa Jane Febrio | 0 | 1 | 6 |  | pcs | A | Disposable PPE Suits, One Size, Fits Large-Extra Large Sizes | 0 | 0 | Requestor change qty from 6 to 8 superseded by PR No. TES20-1419 09.23.20 | Cancelled | Sep 25, 2020
|  | 2020-09-23 | Manila/Bacolod | PPEs for Contractor of 69kV Switchyard PMS | 69kV Switchyard | TES20-1418-CNPR | Kennah Sasamoto/Elaisa Jane Febrio | 0 | 2 | 1 |  | box | B | Surgical gloves | 0 | 0 | Requestor change qty from 6 to 8 superseded by PR No. TES20-1419 09.23.20 | Cancelled | Sep 25, 2020
|  | 2020-09-23 | Manila/Bacolod | PPEs for Contractor of 69kV Switchyard PMS | 69kV Switchyard | TES20-1419-CNPR | Kennah Sasamoto/Elaisa Jane Febrio | 0 | 1 | 8 |  | pcs | A | Disposable PPE Suits, One Size, Fits Large-Extra Large Sizes | 0 | 0 |  | Fully Delivered | Sep 25, 2020 | PR-284-2020
|  | 2020-09-23 | Manila/Bacolod | PPEs for Contractor of 69kV Switchyard PMS | 69kV Switchyard | TES20-1419-CNPR | Kennah Sasamoto/Elaisa Jane Febrio | 0 | 2 | 1 |  | box | D | Surgical gloves | 0 | 0 | 09.24.2020 - Delivered DR# 1889-CNPR | Fully Delivered | Sep 25, 2020 | PR-284-2020
|  | 2020-09-25 |  | Replacement and Spare Parts for Circulating Pump | Settling Tank Circulating Pump | OPE20-1420-CNPR | Alona T. Arroyo | 0 | 1 | 8 |  | pcs | A | Bearing, 6206-2RS1/C3 | 0 | 0 | 01.05.2021 - Delivered DR# 2244-CNPR | Fully Delivered | Oct 2, 2020 | PR-286-2020
|  | 2020-09-28 |  | Replacement of Worn out Copper Tube | Boomtruck | WHC20-1421-CNPR | Ariel Tandy | 0 | 1 | 3 |  | meters | A | Copper Tube | 0 | 0 | Re upload 09.28.20 | Cancelled | Sep 28, 2020 | WHR-287-2020
|  | 2020-09-28 |  | Replacement of Worn out Copper Tube | Boomtruck | WHC20-1422-CNPR | Ariel Tandy | 0 | 1 | 1 |  | set | A | Copper Tube | 0 | 0 | 09.28.2020 - Delivered DR# 1902-CNPR | Fully Delivered | Sep 28, 2020 | WHR-287-2020
|  | 2020-09-29 | Bacolod | For Housekeeping use | Environmental Consumables | ENV20-1423-CNPR | Genielyne V. Mondejar | 0 | 1 | 1 |  | box | A | Garbage Bag, Size: XXL | 0 | 0 | 10.06.2020 - Delivered DR# 1906-CNPR | Fully Delivered | Sep 29, 2020
|  | 2020-09-29 |  | Replacement of Secondary Clutch | Boomtruck | WHC20-1424-CNPR | Ariel Tandy | 0 | 1 | 1 |  | set |  | Secondary Clutch 5/8" | 0 | 0 | upload new pr 09.29.20 | Cancelled | Sep 28, 2020
|  | 2020-09-29 |  | Replacement of Secondary Clutch | Boomtruck | WHC20-1424-CNPR | Ariel Tandy | 0 | 4 | 0 |  |  |  |  | 0 | 0 | upload new pr 09.29.20 | Cancelled | Sep 29, 2020
|  | 2020-09-29 |  | Replacement of Secondary Clutch | Boomtruck | WHC20-1424-CNPR | Ariel Tandy | 0 | 5 | 0 |  |  |  |  | 0 | 0 | upload new pr 09.29.20 | Cancelled | Sep 29, 2020
|  | 2020-09-29 |  | Replacement of Secondary Clutch | Boomtruck | WHC20-1424-CNPR | Ariel Tandy | 0 | 7 | 0 |  |  |  |  | 0 | 0 | upload new pr 09.29.20 | Cancelled | Sep 29, 2020
|  | 2020-09-29 |  | Replacement of Secondary Clutch | Boomtruck | WHC20-1424-CNPR | Ariel Tandy | 0 | 8 | 0 |  |  |  |  | 0 | 0 | upload new pr 09.29.20 | Cancelled | Sep 29, 2020
|  | 2020-09-29 |  | Replacement of Secondary Clutch | Boomtruck | WHC20-1424-CNPR | Ariel Tandy | 0 | 11 | 0 |  |  |  |  | 0 | 0 | upload new pr 09.29.20 | Cancelled | Sep 29, 2020
|  | 2020-09-29 |  | Replacement of Secondary Clutch | Boomtruck | WHC20-1424-CNPR | Ariel Tandy | 0 | 13 | 0 |  |  |  |  | 0 | 0 | upload new pr 09.29.20 | Cancelled | Sep 29, 2020
|  | 2020-09-29 |  | Replacement of Secondary Clutch | Boomtruck | WHC20-1424-CNPR | Ariel Tandy | 0 | 14 | 0 |  |  |  |  | 0 | 0 | upload new pr 09.29.20 | Cancelled | Sep 29, 2020
|  | 2020-09-29 |  | Replacement of Secondary Clutch | Boomtruck | WHC20-1424-CNPR | Ariel Tandy | 0 | 19 | 0 |  |  |  | Provide one copy each for Purchasing (Site & Bacolod office) | 0 | 0 | upload new pr 09.29.20 | Cancelled | Sep 29, 2020
|  | 2020-09-29 |  | Replacement of Secondary Clutch | Boomtruck | WHC20-1424-CNPR | Ariel Tandy | 0 | 20 | 0 |  |  |  | Provide one copy for Managers (Request approved by) | 0 | 0 | upload new pr 09.29.20 | Cancelled | Sep 29, 2020
|  | 2020-09-29 |  | Replacement of Secondary Clutch | Boomtruck | WHC20-1425-CNPR | Ariel Tandy | 0 | 1 | 1 |  | set | A | Secondary Clutch 5/8" | 0 | 0 | 09.29.2020 - Delivered DR# 1907-CNPR | Fully Delivered | Sep 28, 2020 | WHR-289-2020
|  | 2020-09-24 |  | For O & M Consumables | Replacement - Lubricants Oil for Blackstart | FLM -2020-00320-1426-CNPR | Fleur de Liz M. Ambong | 0 | 1 | 1 |  | pail | A | Shell Rimula R4 X 15 W-40 | 0 | 0 | 10.08.2020 - Delivered DR# 1914-CNPR | Fully Delivered | Oct 3, 2020 | PR-285-2020
|  | 2020-09-28 | Manila/Bacolod | Bolt and Nut Replacement for Secondary Side of Power Transformer | 40MVA Power Transformer | EIC20-1427-CNPR | Kennah Sasamoto | 0 | 1 | 10 |  | pcs | A | Bolt and nut with plain and lock washer, Hex head, stainless steel, full thread (As per Sample) | 0 | 0 | 10.23.2020 - Delivered DR# 1972-CNPR | Fully Delivered | Oct 9, 2020 | PR-290-2020
|  | 2020-09-28 | Manila/Bacolod | Bolt Replacement for Secondary Side Terminal Cover | CT and PT Protection Side | EIC20-1428-CNPR | Kennah Sasamoto | 0 | 1 | 12 |  | pcs. | A | Bolt with plain and lock washer, Hex head, high Tensil, full thread (As per Sample) | 0 | 0 | 10.23.2020 - Delivered DR# 1973-CNPR | Fully Delivered | Oct 9, 2020 | PR-291-2020
|  | 2020-09-28 | Manila/Bacolod | Substation Perimeter Lighting Replacement | Substation | EIC20-1429-CNPR | Rey D. Argawanon | 0 | 1 | 4 |  | pcs. | A | LED Bulb, 11watts, color: day light | 0 | 0 | 10.14.2020 - Delivered DR# 1930-CNPR | Fully Delivered | Oct 5, 2020 | PR-292-2020
|  | 2020-09-29 | Manila/Bacolod | Substation Perimeter Lighting | Substation | EIC20-1430-CNPR | Rey D. Argawanon | 0 | 1 | 4 |  | pcs. | A | Flood light, Industrial LED, 150 watts, AC 85V – 265V 50/60 Hz, color: Daylight, Out Door | 0 | 0 | 10.10.2020 - Delivered DR# 1927-CNPR | Fully Delivered | Oct 9, 2020 | PR-293-2020
|  | 2020-09-29 |  | For O & M Consumables | Running Units ( DG Unit 1, 2, 3, 4 & 5 ) | FLM -2020-00420-1431-CNPR | Fleur de Liz Ambong | 0 | 1 | 1 |  | pail | A | Shell Corena S4 P 100 | 0 | 0 | 10.08.2020 - Delivered DR# 1915-CNPR | Fully Delivered | Oct 2, 2020 | PR-294-2020
|  | 2020-07-26 |  | Installation of Nylon Net at Air Intake | Running Units (DG Unit 4 & 5) | OPE20-1432-CNPR | Andro Ortega | 0 | 1 | 2 |  | sets |  | Nylon Net, Coverage Area: 13 x 14ft | 0 | 0 | Double entry 10.06.20 | Cancelled | Oct 6, 2020
|  | 2020-10-02 | Manila/Bacolod | Use for Starting Air Compressor Controller Reconfiguration form DOL to WYE - Delta | Starting Air Compressor Controller- T3 | EIC20-1434-CNPR | Rey D. Argawanon | 0 | 1 | 3 |  | pcs. |  | Thermal Overload Relay Brand: Schneider Electric, LRE32, 23-32 Amps | 0 | 0 | For RFQ | Pending | Oct 19, 2020 | PR-295-2020
|  | 2020-10-02 | Manila/Bacolod | Use for Starting Air Compressor Controller Reconfiguration form DOL to WYE - Delta | Starting Air Compressor Controller- T3 | EIC20-1434-CNPR | Rey D. Argawanon | 0 | 2 | 9 |  | pcs. |  | Magnetic Contactor Brand: Schneider Electric, L1E50 | 0 | 0 | For RFQ | Pending | Oct 7, 2020 | PR-295-2020
|  | 2020-10-02 | Manila/Bacolod | Use for Starting Air Compressor Controller Reconfiguration form DOL to WYE - Delta | Starting Air Compressor Controller- T3 | EIC20-1434-CNPR | Rey D. Argawanon | 0 | 3 | 3 |  | pcs. |  | Thermal Overload Relay Brand: Schneider Electric, LRE08, 2.5-4 Amps | 0 | 0 | For RFQ | Pending | Oct 7, 2020 | PR-295-2020
|  | 2020-10-02 | Manila/Bacolod | Use for Starting Air Compressor Controller Reconfiguration form DOL to WYE - Delta | Starting Air Compressor Controller- T3 | EIC20-1434-CNPR | Rey D. Argawanon | 0 | 4 | 4 |  | sets |  | On Delay Timer Relay with Socket Brand: Schneider Electric, LADT2, 220Vac Coil | 0 | 0 | For RFQ | Pending | Oct 7, 2020 | PR-295-2020
|  | 2020-10-02 | Manila/Bacolod | Use for Starting Air Compressor Controller Reconfiguration form DOL to WYE - Delta | Starting Air Compressor Controller- T3 | EIC20-1434-CNPR | Rey D. Argawanon | 0 | 5 | 8 |  | sets |  | Auxiliary Contacts with Socket Brand: Schneider Electric, LAEN11 | 0 | 0 | For RFQ | Pending | Oct 7, 2020 | PR-295-2020
|  | 2020-10-02 | Manila/Bacolod | Replacement of Defective Nozzle Cooling Pressure Gauge | DG# 5 Local Panel | EIC20-1435-CNPR | Rey D. Argawanon | 0 | 1 | 2 |  | pcs. |  | Pressure Gauge Brand: Ashcroft Process connection: 1/4 npt, Front flange type, back connection Dual sizes: 2 1/2", panel mounting 1001TXFF Pointer: Black Range: 0-2 Bars | 0 | 0 | For RFQ | Pending | Oct 12, 2020 | PR-296-2020
|  | 2020-10-02 | Manila/Bacolod | Use for AVR Unit External Rheostat Replacement Due to Voltage Instability During Adjustment | DG5 Control Panel | EIC20-1436-CNPR | Rey D. Argawanon | 0 | 1 | 1 |  | pc. |  | Motorized Potentiometer Brand: Selco 1 turn E7800-0640, 24Vdc, 5k? 2 Watts, 0.8-6.0 rpm | 0 | 0 | Delivered by MNL DR# 1028-PRGN-MNL. Supplier: Ocean Electrical PTE Ltd. 01.06.21 | Cancelled | Oct 26, 2020 | PR-297-2020
|  | 2020-10-02 | Manila/Bacolod | Installation of Automatic Fire Detection and Alarm (FDAS) in Bacolod Office (CMECQ) | Health, Safety, Security, Environment (HSSE) | EIC20-1437-CNPR | Ricky Madeja | 0 | 1 | 100 |  | meters |  | Fire alarm cable, #18/4c, 4 core cable, solid bare copper conductors Brand: Belden | 0 | 0 | endorse to HR/ADMIN Procurement 10.12.20 | Cancelled | Oct 8, 2020 | PR-298-2020
|  | 2020-10-02 | Manila/Bacolod | Installation of Automatic Fire Detection and Alarm (FDAS) in Bacolod Office (CMECQ) | Health, Safety, Security, Environment (HSSE) | EIC20-1437-CNPR | Ricky Madeja | 0 | 2 | 3 |  | pcs. |  | Manual call point, 24V conventional Brand: Horing Lih, Model: AH-9717 | 0 | 0 | endorse to HR/ADMIN Procurement 10.12.20 | Cancelled | Oct 7, 2020 | PR-298-2020
|  | 2020-10-02 | Manila/Bacolod | Installation of Automatic Fire Detection and Alarm (FDAS) in Bacolod Office (CMECQ) | Health, Safety, Security, Environment (HSSE) | EIC20-1437-CNPR | Ricky Madeja | 0 | 3 | 3 |  | pcs. |  | Fire alarm bell, 24V conventional Brand: Horing Lih, Model: AH-0218 | 0 | 0 | endorse to HR/ADMIN Procurement 10.12.20 | Cancelled | Oct 7, 2020 | PR-298-2020
|  | 2020-10-02 | Manila/Bacolod | Installation of Automatic Fire Detection and Alarm (FDAS) in Bacolod Office (CMECQ) | Health, Safety, Security, Environment (HSSE) | EIC20-1437-CNPR | Ricky Madeja | 0 | 4 | 4 |  | pcs. |  | Photo electric smoke detector, 24V conventional Brand: Horing Lih | 0 | 0 | endorse to HR/ADMIN Procurement 10.12.20 | Cancelled | Oct 7, 2020 | PR-298-2020
|  | 2020-10-02 | Manila/Bacolod | Installation of Automatic Fire Detection and Alarm (FDAS) in Bacolod Office (CMECQ) | Health, Safety, Security, Environment (HSSE) | EIC20-1437-CNPR | Ricky Madeja | 0 | 5 | 1 |  | set |  | Fire alarm control panel Model: AH-00212, AC power: 220Vac, Load: 6, Consumption: 78VA, Standby: 24Vdc/1.2 amps, Maker: Horing Lih Industrial | 0 | 0 | endorse to HR/ADMIN Procurement 10.12.20 | Cancelled | Oct 7, 2020 | PR-298-2020
|  | 2020-10-02 | Manila/Bacolod | Installation of Automatic Fire Detection and Alarm (FDAS) in Bacolod Office (CMECQ) | Health, Safety, Security, Environment (HSSE) | EIC20-1437-CNPR | Ricky Madeja | 0 | 6 | 0.5 |  | kg. |  | GI wire | 0 | 0 | endorse to HR/ADMIN Procurement 10.12.20 | Cancelled | Oct 7, 2020 | PR-298-2020
|  | 2020-10-02 | Manila/Bacolod | Installation of Automatic Fire Detection and Alarm (FDAS) in Bacolod Office (CMECQ) | Health, Safety, Security, Environment (HSSE) | EIC20-1437-CNPR | Ricky Madeja | 0 | 7 | 25 |  | pcs. |  | 1/2 PVC adopter with locknut | 0 | 0 | endorse to HR/ADMIN Procurement 10.12.20 | Cancelled | Oct 7, 2020 | PR-298-2020
|  | 2020-10-02 | Manila/Bacolod | Installation of Automatic Fire Detection and Alarm (FDAS) in Bacolod Office (CMECQ) | Health, Safety, Security, Environment (HSSE) | EIC20-1437-CNPR | Ricky Madeja | 0 | 8 | 25 |  | pcs. |  | C-clamp, 1/2" | 0 | 0 | endorse to HR/ADMIN Procurement 10.12.20 | Cancelled | Oct 7, 2020 | PR-298-2020
|  | 2020-10-02 | Manila/Bacolod | Installation of Automatic Fire Detection and Alarm (FDAS) in Bacolod Office (CMECQ) | Health, Safety, Security, Environment (HSSE) | EIC20-1437-CNPR | Ricky Madeja | 0 | 9 | 30 |  | pcs. |  | Metal screw, 1/4" | 0 | 0 | endorse to HR/ADMIN Procurement 10.12.20 | Cancelled | Oct 7, 2020 | PR-298-2020
|  | 2020-10-02 | Manila/Bacolod | Installation of Automatic Fire Detection and Alarm (FDAS) in Bacolod Office (CMECQ) | Health, Safety, Security, Environment (HSSE) | EIC20-1437-CNPR | Ricky Madeja | 5 | 10 | 2 |  | pcs. |  | Vinyl electrical tape (Big) | 0 | 0 | endorse to HR/ADMIN Procurement 10.12.20 | Cancelled | Oct 7, 2020 | PR-298-2020
|  | 2020-10-02 | Manila/Bacolod | Installation of Automatic Fire Detection and Alarm (FDAS) in Bacolod Office (CMECQ) | Health, Safety, Security, Environment (HSSE) | EIC20-1437-CNPR | Ricky Madeja | 0 | 11 | 10 |  | lgs |  | UPVC pipe, 1/2", Orange, brand: Atlanta | 0 | 0 | endorse to HR/ADMIN Procurement 10.12.20 | Cancelled | Oct 7, 2020 | PR-298-2020
|  | 2020-10-02 | Manila/Bacolod | Installation of Automatic Fire Detection and Alarm (FDAS) in Bacolod Office (CMECQ) | Health, Safety, Security, Environment (HSSE) | EIC20-1437-CNPR | Ricky Madeja | 0 | 12 | 5 |  | pcs. |  | Electrical junction box, 1/2", Orange | 0 | 0 | endorse to HR/ADMIN Procurement 10.12.20 | Cancelled | Oct 7, 2020 | PR-298-2020
|  | 2020-10-02 | Manila/Bacolod | Installation of Automatic Fire Detection and Alarm (FDAS) in Bacolod Office (CMECQ) | Health, Safety, Security, Environment (HSSE) | EIC20-1437-CNPR | Ricky Madeja | 0 | 13 | 2 |  | pcs. |  | Metal drill bit, 6mm | 0 | 0 | endorse to HR/ADMIN Procurement 10.12.20 | Cancelled | Oct 7, 2020 | PR-298-2020
|  | 2020-10-02 | Manila/Bacolod | Installation of Automatic Fire Detection and Alarm (FDAS) in Bacolod Office (CMECQ) | Health, Safety, Security, Environment (HSSE) | EIC20-1437-CNPR | Ricky Madeja | 0 | 14 | 2 |  | pcs. |  | Concrete Drill bit, 6mm | 0 | 0 | endorse to HR/ADMIN Procurement 10.12.20 | Cancelled | Oct 7, 2020 | PR-298-2020
|  | 2020-10-02 | Manila/Bacolod | Installation of Automatic Fire Detection and Alarm (FDAS) in Bacolod Office (CMECQ) | Health, Safety, Security, Environment (HSSE) | EIC20-1437-CNPR | Ricky Madeja | 0 | 15 | 40 |  | pcs. |  | Tox with screw, 1" long x 1/4 | 0 | 0 | endorse to HR/ADMIN Procurement 10.12.20 | Cancelled | Oct 7, 2020 | PR-298-2020
|  | 2020-10-02 | Manila/Bacolod | Installation of Automatic Fire Detection and Alarm (FDAS) in Bacolod Office (CMECQ) | Health, Safety, Security, Environment (HSSE) | EIC20-1437-CNPR | Ricky Madeja | 0 | 16 | 1 |  | pc. |  | MCB Circuit breaker, 2 pole, 35 amps, Brand: Delixi | 0 | 0 | endorse to HR/ADMIN Procurement 10.12.20 | Cancelled | Oct 7, 2020 | PR-298-2020
|  | 2020-10-07 | Manila/Bacolod | EIC Consumables | EIC | EIC20-1438-CNPR | Kennah Sasamoto | 6 | 1 | 5 |  | kgs. | AA | Cotton rags | 0 | 0 | 11.03.2020 - Delivered DR# 1989-CNPR | Fully Delivered | Oct 17, 2020 | PR-299-2020
|  | 2020-10-07 | Manila/Bacolod | EIC Consumables | EIC | EIC20-1438-CNPR | Kennah Sasamoto | 6 | 2 | 1 |  | can | LB | WD40 Multi-purpose, 382ml | 0 | 0 | 11.07.2020 - Delivered DR# 1990-CNPR | Fully Delivered | Oct 12, 2020 | PR-299-2020
|  | 2020-10-07 | Manila/Bacolod | EIC Consumables | EIC | EIC20-1438-CNPR | Kennah Sasamoto | 2 | 3 | 2 |  | cans | LB | Contact cleaner, 360ml | 0 | 0 | 11.07.2020 - Delivered DR# 1990-CNPR | Fully Delivered | Oct 12, 2020 | PR-299-2020
|  | 2020-10-07 | Manila/Bacolod | EIC Consumables | EIC | EIC20-1438-CNPR | Kennah Sasamoto | 5 | 4 | 5 |  | rolls | A | Vinyl electrical tape (Big), brand: armak | 0 | 0 | 10.23.2020 - Delivered DR# 1961-CNPR | Fully Delivered | Oct 12, 2020 | PR-299-2020
|  | 2020-10-07 | Manila/Bacolod | EIC Consumables | EIC | EIC20-1438-CNPR | Kennah Sasamoto | 0 | 5 | 50 |  | pcs. | BN | Cable tie 450mm x 5mm | 0 | 0 | 11.13.2020 - Delivered DR# 2002-CNPR | Fully Delivered | Oct 12, 2020 | PR-299-2020
|  | 2020-10-07 | Manila/Bacolod | EIC Consumables | EIC | EIC20-1438-CNPR | Kennah Sasamoto | 0 | 6 | 100 |  | pcs. | BN | Cable tie100mm x 3mm | 0 | 0 | 11.13.2020 - Delivered DR# 2002-CNPR | Fully Delivered | Oct 12, 2020 | PR-299-2020
|  | 2020-10-07 | Manila/Bacolod | EIC Consumables | EIC | EIC20-1438-CNPR | Kennah Sasamoto | 0 | 7 | 100 |  | pcs. | BG | Cable tie 150mm x 4mm - UNSERVED 99 pack | 0 | 0 | 11.27.2020 - Delivered DR# 2072-CNPR(1.00 pack) | Partially Delivered | Oct 12, 2020 | PR-299-2020
|  | 2020-10-07 | Manila/Bacolod | EIC Consumables | EIC | EIC20-1438-CNPR | Kennah Sasamoto | 8 | 8 | 10 |  | pairs | B | Electrical cotton with rubber gloves | 0 | 0 | 10.23.2020 - Delivered DR# 1962-CNPR | Fully Delivered | Oct 12, 2020 | PR-299-2020
|  | 2020-10-07 | Manila/Bacolod | EIC Consumables | EIC | EIC20-1438-CNPR | Kennah Sasamoto | 10 | 9 | 5 |  | pairs | C | Cotton gloves | 0 | 0 | 11.19.2020 - Delivered DR# 2044-CNPR | Fully Delivered | Oct 12, 2020 | PR-299-2020
|  | 2020-10-07 | Manila/Bacolod | EIC Consumables | EIC | EIC20-1438-CNPR | Kennah Sasamoto | 0 | 10 | 2 |  | pcs. | AP | Rechargeable battery AA, 1500 mAH | 0 | 0 | 11.19.2020 - Delivered DR# 2047-CNPR | Fully Delivered | Oct 12, 2020 | PR-299-2020
|  | 2020-10-07 | Manila/Bacolod | EIC Consumables | EIC | EIC20-1438-CNPR | Kennah Sasamoto | 0 | 11 | 6 |  | pieces | D | Battery AA | 0 | 0 | 10.23.2020 - Delivered DR# 1966-CNPR | Fully Delivered | Oct 12, 2020 | PR-299-2020
|  | 2020-10-07 | Manila/Bacolod | EIC Consumables | EIC | EIC20-1438-CNPR | Kennah Sasamoto | 0 | 12 | 4 |  | pcs. | E | Battery AAA | 0 | 0 | 10.23.2020 - Delivered DR# 1965-CNPR | Fully Delivered | Oct 12, 2020 | PR-299-2020
|  | 2020-10-07 | Manila/Bacolod | EIC Consumables | EIC | EIC20-1438-CNPR | Kennah Sasamoto | 0 | 13 | 8 |  | pieces | BZ | Battery , type C, 1.5Volts | 0 | 0 | 11.27.2020 - Delivered DR# 2073-CNPR | Fully Delivered | Oct 12, 2020 | PR-299-2020
|  | 2020-10-07 | Manila/Bacolod | EIC Consumables | EIC | EIC20-1438-CNPR | Kennah Sasamoto | 0 | 14 | 3 |  | rolls | BR | Masking tape 1/4" | 0 | 0 | 12.16.2020 - Delivered DR# 2165-CNPR | Fully Delivered | Oct 12, 2020 | PR-299-2020
|  | 2020-10-07 | Manila/Bacolod | EIC Consumables | EIC | EIC20-1438-CNPR | Kennah Sasamoto | 6 | 15 | 2 |  | rolls | AM | Masking tape 1/2" | 0 | 0 | 11.19.2020 - Delivered DR# 2013-CNPR | Fully Delivered | Oct 12, 2020 | PR-299-2020
|  | 2020-10-07 | Manila/Bacolod | EIC Consumables | EIC | EIC20-1438-CNPR | Kennah Sasamoto | 6 | 16 | 2 |  | rolls | AM | Masking tape 1" | 0 | 0 | 11.19.2020 - Delivered DR# 2013-CNPR | Fully Delivered | Oct 12, 2020 | PR-299-2020
|  | 2020-10-07 | Manila/Bacolod | EIC Consumables | EIC | EIC20-1438-CNPR | Kennah Sasamoto | 1 | 17 | 1 |  | gal. | AN | Denatured alcohol, 1 gal./3L | 0 | 0 | 11.17.2020 - Delivered DR# 2014-CNPR | Fully Delivered | Oct 12, 2020 | PR-299-2020
|  | 2020-10-07 | Manila/Bacolod | EIC Consumables | EIC | EIC20-1438-CNPR | Kennah Sasamoto | 6 | 18 | 4 |  | quarts | BV | Distilled water | 0 | 0 | 11.27.2020 - Delivered DR# 2071-CNPR | Fully Delivered | Oct 12, 2020 | PR-299-2020
|  | 2020-10-07 | Manila/Bacolod | EIC Consumables | EIC | EIC20-1438-CNPR | Kennah Sasamoto | 1 | 19 | 5 |  | pcs. | AN | Abrasive paper 180, water resistant | 0 | 0 | 11.17.2020 - Delivered DR# 2014-CNPR | Fully Delivered | Oct 12, 2020 | PR-299-2020
|  | 2020-10-07 | Manila/Bacolod | EIC Consumables | EIC | EIC20-1438-CNPR | Kennah Sasamoto | 0 | 20 | 1 |  | piece | BI | Broom | 0 | 0 | 11.25.2020 - Delivered DR# 2070-CNPR | Fully Delivered | Oct 12, 2020 | PR-299-2020
|  | 2020-10-07 | Manila/Bacolod | EIC Consumables | EIC | EIC20-1438-CNPR | Kennah Sasamoto | 2 | 21 | 2 |  | pieces | AQ | Drill bit, 1/4 | 0 | 0 | 11.19.2020 - Delivered DR# 2030-CNPR | Fully Delivered | Oct 12, 2020 | PR-299-2020
|  | 2020-10-07 | Manila/Bacolod | EIC Consumables | EIC | EIC20-1438-CNPR | Kennah Sasamoto | 0 | 22 | 2 |  | pieces | AR | Drill bit, 1/8 | 0 | 0 | 11.17.2020 - Delivered DR# 2029-CNPR | Fully Delivered | Oct 12, 2020 | PR-299-2020
|  | 2020-10-07 | Manila/Bacolod | EIC Consumables | EIC | EIC20-1438-CNPR | Kennah Sasamoto | 3 | 23 | 3 |  | pieces | F | Paint brush, 1" | 0 | 0 | 10.23.2020 - Delivered DR# 1964-CNPR | Fully Delivered | Oct 12, 2020 | PR-299-2020
|  | 2020-10-07 | Manila/Bacolod | EIC Consumables | EIC | EIC20-1438-CNPR | Kennah Sasamoto | 15 | 24 | 3 | Orig.: 2.00 pcs | pcs. | G | Steel brush | 0 | 0 | 11.19.2020 - Delivered DR# 2046-CNPR | Fully Delivered | Oct 12, 2020 | PR-299-2020
|  | 2020-10-07 | Manila/Bacolod | EIC Consumables | EIC | EIC20-1438-CNPR | Kennah Sasamoto | 0 | 25 | 3 |  | pcs. | CI | Hacksaw blade | 0 | 0 | 11.25.2020 - Delivered DR# 2069-CNPR | Fully Delivered | Oct 12, 2020 | PR-299-2020
|  | 2020-10-07 | Manila/Bacolod | EIC Consumables | EIC | EIC20-1438-CNPR | Kennah Sasamoto | 0 | 26 | 30 |  | pcs. | BN | Fluorescent holder ordinary, T8 | 0 | 0 | 11.13.2020 - Delivered DR# 2002-CNPR | Fully Delivered | Oct 12, 2020 | PR-299-2020
|  | 2020-10-07 | Manila/Bacolod | EIC Consumables | EIC | EIC20-1438-CNPR | Kennah Sasamoto | 0 | 27 | 15 |  | pcs. | BN | Starter switch holder | 0 | 0 | 11.13.2020 - Delivered DR# 2002-CNPR | Fully Delivered | Oct 12, 2020 | PR-299-2020
|  | 2020-10-07 | Manila/Bacolod | EIC Consumables | EIC | EIC20-1438-CNPR | Kennah Sasamoto | 0 | 28 | 1 |  | set |  | 280 pcs. Assorted sizes haet shrinkable tube | 0 | 0 | For RFQ | Pending | Oct 12, 2020 | PR-299-2020
|  | 2020-10-07 | Manila/Bacolod | EIC Consumables | EIC | EIC20-1438-CNPR | Kennah Sasamoto | 0 | 29 | 1 |  | set |  | Soldering iron, round B series tip, 100 watts, 220-240V, with adjustable temperature, Brand: Weller or Goot | 0 | 0 | For RFQ | Pending | Oct 12, 2020 | PR-299-2020
|  | 2020-10-07 | Manila/Bacolod | EIC Consumables | EIC | EIC20-1438-CNPR | Kennah Sasamoto | 0 | 30 | 1 |  | pc. |  | Soldering iron tip, Pointed I series | 0 | 0 | For RFQ | Pending | Oct 12, 2020 | PR-299-2020
|  | 2020-10-07 | Manila/Bacolod | EIC Consumables | EIC | EIC20-1438-CNPR | Kennah Sasamoto | 0 | 31 | 1 |  | set |  | Soldering gun, 400 watts, 220-240V, Brand: Weller or Goot | 0 | 0 | For RFQ | Pending | Oct 12, 2020 | PR-299-2020
|  | 2020-10-07 | Manila/Bacolod | EIC Consumables | EIC | EIC20-1438-CNPR | Kennah Sasamoto | 0 | 32 | 2 | Orig.: 1.00 feet Rev. 1: 1.00 length | feet | CD | Din rail - UNSERVED 1 length | 0 | 0 | 12.03.2020 - Delivered DR# 2088-CNPR(1.00 length) | Partially Delivered | Oct 12, 2020 | PR-299-2020
|  | 2020-10-07 | Manila/Bacolod | EIC Consumables | EIC | EIC20-1438-CNPR | Kennah Sasamoto | 0 | 33 | 20 | Orig.: 20.00 pcs. | pcs. | CC | Terminal lugs, 8mm2, long barrel, single hole | 0 | 0 |  | PO Issued (20.00 pcs.) | Oct 12, 2020 | PR-299-2020
|  | 2020-10-07 | Manila/Bacolod | EIC Consumables | EIC | EIC20-1438-CNPR | Kennah Sasamoto | 0 | 34 | 20 |  | pcs. | AC | Terminal lugs, 14mm2, long barrel, single hole | 0 | 0 | 10.23.2020 - Delivered DR# 1968-CNPR | Fully Delivered | Oct 12, 2020 | PR-299-2020
|  | 2020-10-07 | Manila/Bacolod | EIC Consumables | EIC | EIC20-1438-CNPR | Kennah Sasamoto | 0 | 35 | 20 |  | pcs. | AC | Terminal lugs, 32mm2, long barrel, single hole | 0 | 0 | 10.23.2020 - Delivered DR# 1968-CNPR | Fully Delivered | Oct 12, 2020 | PR-299-2020
|  | 2020-10-07 | Manila/Bacolod | EIC Consumables | EIC | EIC20-1438-CNPR | Kennah Sasamoto | 0 | 36 | 20 | Orig.: 20.00 pcs. | pcs. | CC | Terminal lugs, 80mm2, long barrel, single hole | 0 | 0 |  | PO Issued (20.00 pcs.) | Oct 12, 2020 | PR-299-2020
|  | 2020-10-07 | Manila/Bacolod | EIC Consumables | EIC | EIC20-1438-CNPR | Kennah Sasamoto | 0 | 37 | 50 |  | pcs. | AC | Terminal lugs, #16-14 awg, insulated pin type | 0 | 0 | 10.23.2020 - Delivered DR# 1968-CNPR | Fully Delivered | Oct 12, 2020 | PR-299-2020
|  | 2020-10-07 | Manila/Bacolod | EIC Consumables | EIC | EIC20-1438-CNPR | Kennah Sasamoto | 0 | 38 | 50 |  | pcs. | AC | Terminal lugs, #12-10 awg, insulated pin type | 0 | 0 | 10.23.2020 - Delivered DR# 1968-CNPR 10.25.2020 - Delivered DR# 1975-CNPR | Fully Delivered | Oct 12, 2020 | PR-299-2020
|  | 2020-10-07 | Manila/Bacolod | EIC Consumables | EIC | EIC20-1438-CNPR | Kennah Sasamoto | 1 | 39 | 1 |  | gal. | H | Liquid soap | 0 | 0 | 10.23.2020 - Delivered DR# 1967-CNPR | Fully Delivered | Oct 12, 2020 | PR-299-2020
|  | 2020-10-08 | Manila/Bacolod | 24VDC System Spare Units | 24VDC Battery System | EIC20-1439-CNPR | Rey D. Argawanon | 0 | 1 | 2 |  | units |  | MF - Maintenance Free Battery Brand: Celned, Model: CSL 12V / 100AH | 0 | 0 | For RFQ | Pending | Oct 19, 2020 | PR-300-2020
|  | 2020-10-08 | Manila/Bacolod | AC Supply of Priming Pump Control Circuit for Auxiliary Generator Interconnection | DG4 and DG5 Priming Pump | EIC20-1440-CNPR | Rey D. Argawanon | 0 | 1 | 1 |  | unit |  | Dry Type Transformer Brand: Yokogawa, 440V-220Vac, Capacity: 500VA, Single phase, Accuracy: Class 1 | 0 | 0 | For RFQ | Pending | Oct 26, 2020 | PR-301-2020
|  | 2020-10-12 |  | Replacement of Oil Filter | Heavy Equipment - Forklift | WHC20-1441-CNPR | Donna Gellada | 0 | 1 | 1 |  | pc/s | A | Oil Filter, as per sample | 0 | 0 | 10.17.2020 - Delivered DR# 1941-CNPR | Fully Delivered | Oct 12, 2020 | WHR-304-2020
|  | 2020-10-12 | Manila/Bacolod | Replacement of Defective Temperature Controller | DG #2 Cylinder B4 and Fuel Module Heater Controller 1-2 | EIC20-1442-CNPR | Rey D. Argawanon | 0 | 1 | 6 |  | pcs. |  | Temperature Controller Brand: TOHO Electronics, Inc., Model: TTM-004-R-A | 0 | 0 | For RFQ | Pending | Nov 13, 2020 | PR-302-2020
|  | 2020-10-05 |  | 500 R-hrs Preventive Maintenance Requirement | DG Unit 4 | OPE20-1443-CNPR | Alona T. Arroyo | 47 | 1 | 40 |  | liters | DW | Diesel oil | 0 | 0 | 10.23.2020 - Delivered DR# 1956-CNPR | Fully Delivered | Oct 12, 2020 | PR-303-2020
|  | 2020-10-05 |  | 500 R-hrs Preventive Maintenance Requirement | DG Unit 4 | OPE20-1443-CNPR | Alona T. Arroyo | 40 | 2 | 20 |  | liters | DW | Kerosene | 0 | 0 | 10.23.2020 - Delivered DR# 1956-CNPR | Fully Delivered | Oct 12, 2020 | PR-303-2020
|  | 2020-10-05 |  | 500 R-hrs Preventive Maintenance Requirement | DG Unit 4 | OPE20-1443-CNPR | Alona T. Arroyo | 6 | 3 | 4 |  | cans | F | Penetrant, Multi Use, WD-40, Net Content: 382 mL / 311G / 12.9 FL.OZ | 0 | 0 | 10.21.2020 - Delivered DR# 1946-CNPR | Fully Delivered | Oct 12, 2020 | PR-303-2020
|  | 2020-10-05 |  | 500 R-hrs Preventive Maintenance Requirement | DG Unit 4 | OPE20-1443-CNPR | Alona T. Arroyo | 0 | 4 | 1 |  | pc | A | Gasket Maker, Red High Temp RTV Silicone, ? 300 °C | 0 | 0 | 10.21.2020 - Delivered DR# 1942-CNPR | Fully Delivered | Oct 12, 2020 | PR-303-2020
|  | 2020-10-05 |  | 500 R-hrs Preventive Maintenance Requirement | DG Unit 4 | OPE20-1443-CNPR | Alona T. Arroyo | 15 | 5 | 2 |  | pcs | C | Brush, Steel | 0 | 0 | 10.19.2020 - Delivered DR# 1945-CNPR 11.10.2020 - Delivered DR# 2026-CNPR | Fully Delivered | Oct 12, 2020 | PR-303-2020
|  | 2020-10-05 |  | 500 R-hrs Preventive Maintenance Requirement | DG Unit 4 | OPE20-1443-CNPR | Alona T. Arroyo | 8 | 6 | 2 |  | pcs | B | Brush, Paint, 2" | 0 | 0 | 10.19.2020 - Delivered DR# 1943-CNPR | Fully Delivered | Oct 12, 2020 | PR-303-2020
|  | 2020-10-05 |  | 500 R-hrs Preventive Maintenance Requirement | DG Unit 4 | OPE20-1443-CNPR | Alona T. Arroyo | 5 | 7 | 10 |  | kgs | H | Rags, Cotton | 0 | 0 | 10.16.2020 - Delivered DR# 1950-CNPR | Fully Delivered | Oct 12, 2020 | PR-303-2020
|  | 2020-10-05 |  | 500 R-hrs Preventive Maintenance Requirement | DG Unit 4 | OPE20-1443-CNPR | Alona T. Arroyo | 5 | 8 | 30 |  | pairs | B | Gloves, Knitted Cotton | 0 | 0 | 10.19.2020 - Delivered DR# 1943-CNPR | Fully Delivered | Oct 12, 2020 | PR-303-2020
|  | 2020-10-05 |  | 500 R-hrs Preventive Maintenance Requirement | DG Unit 4 | OPE20-1443-CNPR | Alona T. Arroyo | 10 | 9 | 1 |  | cont. | D | Grease, Multi Purpose, 500 grams | 0 | 0 | 10.19.2020 - Delivered DR# 1947-CNPR | Fully Delivered | Oct 12, 2020 | PR-303-2020
|  | 2020-10-05 |  | 500 R-hrs Preventive Maintenance Requirement | DG Unit 4 | OPE20-1443-CNPR | Alona T. Arroyo | 0 | 10 | 5 |  | liters |  | Cleaner, Stator Winding, Medium Dry | 0 | 0 | For RFQ | Pending | Oct 12, 2020 | PR-303-2020
|  | 2020-10-05 |  | 500 R-hrs Preventive Maintenance Requirement | DG Unit 4 | OPE20-1443-CNPR | Alona T. Arroyo | 0 | 11 | 1 |  | quart | E | Denatured Alcohol | 0 | 0 | 10.19.2020 - Delivered DR# 1944-CNPR | Fully Delivered | Oct 12, 2020 | PR-303-2020
|  | 2020-10-05 |  | 500 R-hrs Preventive Maintenance Requirement | DG Unit 4 | OPE20-1443-CNPR | Alona T. Arroyo | 0 | 12 | 1 |  | can | A | Cleaner, Contact, Specialist Fast Drying, WD 40, 360 mL | 0 | 0 | 10.21.2020 - Delivered DR# 1942-CNPR | Fully Delivered | Oct 12, 2020 | PR-303-2020
|  | 2020-10-05 |  | 500 R-hrs Preventive Maintenance Requirement | DG Unit 4 | OPE20-1443-CNPR | Alona T. Arroyo | 0 | 13 | 5 |  | pcs | R | Lamp, Flourescent Tube, 220VAC, 40W | 0 | 0 | 10.23.2020 - Delivered DR# 1957-CNPR | Fully Delivered | Oct 12, 2020 | PR-303-2020
|  | 2020-10-05 |  | 500 R-hrs Preventive Maintenance Requirement | DG Unit 4 | OPE20-1443-CNPR | Alona T. Arroyo | 0 | 14 | 5 |  | pcs | R | Starter, Fluorescent, FS-4, 30-40 W, with condenser | 0 | 0 | 10.23.2020 - Delivered DR# 1958-CNPR | Fully Delivered | Oct 12, 2020 | PR-303-2020
|  | 2020-10-05 |  | 500 R-hrs Preventive Maintenance Requirement | DG Unit 4 | OPE20-1443-CNPR | Alona T. Arroyo | 0 | 15 | 10 |  | rolls | F | Adhesive Tape, Electrical, Vinyl, 0.16mm x 19mm x 16m | 0 | 0 | 10.19.2020 - Delivered DR# 1948-CNPR | Fully Delivered | Oct 12, 2020 | PR-303-2020
|  | 2020-10-05 |  | 500 R-hrs Preventive Maintenance Requirement | DG Unit 4 | OPE20-1443-CNPR | Alona T. Arroyo | 0 | 16 | 1 |  | pc | G | Adhesive, Loctite 495 | 0 | 0 | 10.19.2020 - Delivered DR# 1949-CNPR | Fully Delivered | Oct 12, 2020 | PR-303-2020
|  | 2020-10-05 |  | 500 R-hrs Preventive Maintenance Requirement | DG Unit 4 | OPE20-1443-CNPR | Alona T. Arroyo | 0 | 17 | 3 |  | pcs | BK | Adhesive, Mighty Bond, 3 grams | 0 | 0 | 10.23.2020 - Delivered DR# 1960-CNPR | Fully Delivered | Oct 12, 2020 | PR-303-2020
|  | 2020-10-05 |  | 500 R-hrs Preventive Maintenance Requirement | DG Unit 4 | OPE20-1443-CNPR | Alona T. Arroyo | 0 | 18 | 3 |  | sheets | BK | Abrasive, Sand Paper, Grit 800 | 0 | 0 | 10.23.2020 - Delivered DR# 1960-CNPR | Fully Delivered | Oct 12, 2020 | PR-303-2020
|  | 2020-10-05 |  | 500 R-hrs Preventive Maintenance Requirement | DG Unit 4 | OPE20-1443-CNPR | Alona T. Arroyo | 0 | 19 | 1 |  | pack | R | Tie, Mounting, 1" x 1" | 0 | 0 | 10.23.2020 - Delivered DR# 1958-CNPR | Fully Delivered | Oct 12, 2020 | PR-303-2020
|  | 2020-10-05 |  | 500 R-hrs Preventive Maintenance Requirement | DG Unit 4 | OPE20-1443-CNPR | Alona T. Arroyo | 0 | 20 | 3 |  | meters | BZ | Tie, Spiral, 1/2" - UNSERVED 2 pack | 0 | 0 | 10.23.2020 - Delivered DR# 1971-CNPR(1.00 pack) | Cancelled | Oct 12, 2020 | PR-303-2020 | this PR is fully served (1pack=10mtrs)
|  | 2020-10-05 |  | 500 R-hrs Preventive Maintenance Requirement | DG Unit 4 | OPE20-1443-CNPR | Alona T. Arroyo | 0 | 21 | 1 |  | pack | R | Tie, Cable, 152mm x 5mm | 0 | 0 | 10.23.2020 - Delivered DR# 1957-CNPR | Fully Delivered | Oct 12, 2020 | PR-303-2020
|  | 2020-10-05 |  | 500 R-hrs Preventive Maintenance Requirement | DG Unit 4 | OPE20-1443-CNPR | Alona T. Arroyo | 0 | 22 | 1 |  | pack | R | Tie, Cable, 250mm x 3.6mm | 0 | 0 | 10.23.2020 - Delivered DR# 1957-CNPR | Fully Delivered | Oct 12, 2020 | PR-303-2020
|  | 2020-10-05 |  | 500 R-hrs Preventive Maintenance Requirement | DG Unit 4 | OPE20-1443-CNPR | Alona T. Arroyo | 0 | 23 | 50 | Orig.: 50.00 pcs | pcs | R | Lug, Insulated Terminal Lugs, AWG 12-16, Y-type | 0 | 0 | 10.28.2020 - Delivered DR# 1969-CNPR | Fully Delivered | Oct 12, 2020 | PR-303-2020
|  | 2020-10-12 |  | Replacement of Oil Filter | Heavy Equipment - Forklift | WHC20-1444-CNPR | Donna Gellada | 0 | 1 | 1 |  | pc/s |  | Oil Filter, as per sample | 0 | 0 | Double entry superseded by PR No. WHC20-1441 10.14.20 | Cancelled | Oct 12, 2020
|  | 2020-10-12 | Manila/Bacolod | Wye-Delta Connection Controller Configuration | Wye-Delta Connection Controller | EIC20-1445-CNPR | Rey D. Argawanon | 0 | 1 | 1 |  | unit |  | Current Transformer, Indoor ring type Brand: Camsco, Model: CK-29, Ratio: 100:5, Burden VA: 2.5VA, Class: 1.0 | 0 | 0 | For RFQ | Pending | Nov 6, 2020 | PR-305-2020
|  | 2020-10-12 | Manila/Bacolod | Testing Tools for 230V Electrical Equipment | EIC/Electrical | EIC20-1446-CNPR | Rey D. Argawanon | 0 | 1 | 1 |  | unit |  | Insulation Tester Brand: Fluke, Model: Fluke 1507 | 0 | 0 | For RFQ | Pending | Oct 31, 2020 | PR-306-2020
|  | 2020-10-03 |  | Replacement Parts for Starting Air Compressor | SAC Unit 4 | MAI20-1447-CNPR | Ruel Beato | 0 | 1 | 1 |  | pc |  | Plate, Valve Discharge | 0 | 0 | For RFQ | Pending | Oct 3, 2020 | PR-307-2020
|  | 2020-10-03 |  | Replacement Parts for Starting Air Compressor | SAC Unit 4 | MAI20-1447-CNPR | Ruel Beato | 0 | 2 | 1 |  | pc |  | Plate, Valve Inlet | 0 | 0 | For RFQ | Pending | Oct 3, 2020 | PR-307-2020
|  | 2020-10-03 |  | Replacement Parts for Starting Air Compressor | SAC Unit 4 | MAI20-1447-CNPR | Ruel Beato | 0 | 3 | 1 |  | pc |  | Spring, Valve Discharge | 0 | 0 | For RFQ | Pending | Oct 3, 2020 | PR-307-2020
|  | 2020-10-03 |  | Replacement Parts for Starting Air Compressor | SAC Unit 4 | MAI20-1447-CNPR | Ruel Beato | 0 | 4 | 1 |  | pc |  | Spring, Valve Inlet | 0 | 0 | For RFQ | Pending | Oct 3, 2020 | PR-307-2020
|  | 2020-10-03 |  | Replacement Parts for Starting Air Compressor | SAC Unit 4 | MAI20-1447-CNPR | Ruel Beato | 0 | 5 | 1 |  | pc |  | Set, Ring | 0 | 0 | For RFQ | Pending | Oct 3, 2020 | PR-307-2020
|  | 2020-10-02 |  | Replacement Stationary Seal | HFO Unloading Pump | MAI20-1448-CNPR | Ruel Beato | 0 | 1 | 1 |  | pc |  | Stationary Seal, ID: 33mm, OD: 51mm, Length/Thickness: 11mm, Material: Porcelain | 0 | 0 | For RFQ | Pending | Oct 2, 2020 | PR-308-2020
|  | 2020-09-05 |  | Replacement Parts forCirculating Pump | Settling Tank Circulating Pump Unit 1 | OPE20-1449-CNPR | Godfrey S. E. Samano | 0 | 1 | 1 |  | pc |  | Rubber Seal, 42.5 x 28 mm | 0 | 0 | For RFQ | Pending | Sep 5, 2020 | PR-309-2020
|  | 2020-09-07 |  | Replacement Parts for Circulating Pump | Settling Tank Circulating Pump Unit 1 | OPE20-1450-CNPR | Andro Ortega | 0 | 1 | 4 |  | pcs |  | Rubber Coupling, 32 x 15 x 9 mm | 0 | 0 | For RFQ | Pending | Sep 7, 2020 | PR-310-2020
|  | 2020-09-19 |  | Spare Parts for Engine Units | Running Units 1, 2, 3, 4 and 5 | OPE20-1451-CNPR | Alona Arroyo | 0 | 1 | 1 |  | pc |  | Flexible Hose Pipe, 1 1/2" | 0 | 0 | For RFQ | Pending | Sep 19, 2020 | PR-311-2020
|  | 2020-09-19 |  | Spare Parts for Engine Units | Running Units 1, 2, 3, 4 and 5 | OPE20-1451-CNPR | Alona Arroyo | 0 | 2 | 54 |  | pcs |  | O-ring | 0 | 0 | For RFQ | Pending | Sep 19, 2020 | PR-311-2020
|  | 2020-09-19 |  | Spare Parts for Engine Units | Running Units 1, 2, 3, 4 and 5 | OPE20-1451-CNPR | Alona Arroyo | 0 | 3 | 18 |  | pcs |  | O-ring | 0 | 0 | For RFQ | Pending | Sep 19, 2020 | PR-311-2020
|  | 2020-09-19 |  | Spare Parts for Engine Units | Running Units 1, 2, 3, 4 and 5 | OPE20-1451-CNPR | Alona Arroyo | 0 | 4 | 2 |  | pcs |  | O-ring | 0 | 0 | For RFQ | Pending | Sep 19, 2020 | PR-311-2020
|  | 2020-09-19 |  | Spare Parts for Engine Units | Running Units 1, 2, 3, 4 and 5 | OPE20-1451-CNPR | Alona Arroyo | 0 | 5 | 4 |  | pcs |  | O-ring | 0 | 0 | For RFQ | Pending | Sep 19, 2020 | PR-311-2020
|  | 2020-09-19 |  | Spare Parts for Engine Units | Running Units 1, 2, 3, 4 and 5 | OPE20-1451-CNPR | Alona Arroyo | 0 | 6 | 2 |  | pcs |  | O-ring | 0 | 0 | For RFQ | Pending | Sep 19, 2020 | PR-311-2020
|  | 2020-09-19 |  | Spare Parts for Engine Units | Running Units 1, 2, 3, 4 and 5 | OPE20-1451-CNPR | Alona Arroyo | 0 | 7 | 2 |  | pcs |  | Packing | 0 | 0 | For RFQ | Pending | Sep 19, 2020 | PR-311-2020
|  | 2020-09-19 |  | Spare Parts for Engine Units | Running Units 1, 2, 3, 4 and 5 | OPE20-1451-CNPR | Alona Arroyo | 0 | 8 | 4 |  | pcs |  | O-ring | 0 | 0 | For RFQ | Pending | Sep 19, 2020 | PR-311-2020
|  | 2020-09-19 |  | Spare Parts for Engine Units | Running Units 1, 2, 3, 4 and 5 | OPE20-1451-CNPR | Alona Arroyo | 0 | 9 | 2 |  | pcs |  | Packing | 0 | 0 | For RFQ | Pending | Sep 19, 2020 | PR-311-2020
|  | 2020-09-19 |  | Spare Parts for Engine Units | Running Units 1, 2, 3, 4 and 5 | OPE20-1451-CNPR | Alona Arroyo | 0 | 10 | 1 |  | pcs |  | Bellows | 0 | 0 | For RFQ | Pending | Sep 19, 2020 | PR-311-2020
|  | 2020-09-19 |  | Spare Parts for Engine Units | Running Units 1, 2, 3, 4 and 5 | OPE20-1451-CNPR | Alona Arroyo | 0 | 11 | 1 |  | pcs |  | Bellows | 0 | 0 | For RFQ | Pending | Sep 19, 2020 | PR-311-2020
|  | 2020-09-04 |  | Replacement Parts for Auto Fuel Filter | Fuel Module Unit No. 2 | OPE20-1452-CNPR | Juanito Dagupan | 0 | 1 | 2 |  | pcs |  | O-ring, #58, 5 x 170 mm | 0 | 0 | For RFQ | Pending | Sep 4, 2020 | PR-312-2020
|  | 2020-05-08 |  | Replacement Parts for Reconditioning of Spare Fuel Pump Drive and Fuel Injection Pump | DG Unit 4 and 5 | OPE20-1453-CNPR | Godfrey S. E. Samano | 0 | 1 | 1 |  | pc |  | Spring Support | 0 | 0 | For RFQ | Pending | May 8, 2020 | PR-313-2020
|  | 2020-05-08 |  | Replacement Parts for Reconditioning of Spare Fuel Pump Drive and Fuel Injection Pump | DG Unit 4 and 5 | OPE20-1453-CNPR | Godfrey S. E. Samano | 0 | 2 | 1 |  | pc |  | Oil Cap | 0 | 0 | For RFQ | Pending | May 8, 2020 | PR-313-2020
|  | 2020-05-08 |  | Replacement Parts for Reconditioning of Spare Fuel Pump Drive and Fuel Injection Pump | DG Unit 4 and 5 | OPE20-1454-CNPR | Godfrey S. E. Samano | 0 | 1 | 1 |  | pc |  | Spring Support | 0 | 0 | For RFQ | Pending | May 8, 2020 | PR-314-2020
|  | 2020-05-08 |  | Replacement Parts for Reconditioning of Spare Fuel Pump Drive and Fuel Injection Pump | DG Unit 4 and 5 | OPE20-1454-CNPR | Godfrey S. E. Samano | 0 | 2 | 1 |  | pc |  | Oil Cap | 0 | 0 | For RFQ | Pending | May 8, 2020 | PR-314-2020
|  | 2020-05-28 |  | Consumable for the Reconditioning of Gate Valve | Running Units Raw Water Line | OPE20-1455-CNPR | Godfrey S. E. Samano | 0 | 1 | 2 |  | pcs |  | Packing, 1/4" | 0 | 0 | For RFQ | Pending | May 8, 2020 | PR-315-2020
|  | 2020-05-28 |  | Consumable for the Reconditioning of Gate Valve | Running Units Raw Water Line | OPE20-1455-CNPR | Godfrey S. E. Samano | 0 | 2 | 2 |  | pcs |  | Bolt, Allen, M12 x 3 mm, with Nut | 0 | 0 | For RFQ | Pending | May 8, 2020 | PR-315-2020
|  | 2020-06-23 |  | Re-installation of Cooling Tower Fan Motor | Unit 2 | OPE20-1456-CNPR | Godfrey S. E. Samano | 0 | 1 | 4 |  | pcs |  | Washer, Lock, M16 | 0 | 0 | For RFQ | Pending | Jun 23, 2020 | PR-316-2020
|  | 2020-06-23 |  | Re-installation of Cooling Tower Fan Motor | Unit 2 | OPE20-1456-CNPR | Godfrey S. E. Samano | 0 | 2 | 4 |  | pcs |  | Washer, Plain, M16 | 0 | 0 | For RFQ | Pending | Jun 23, 2020 | PR-316-2020
|  | 2020-02-08 |  | Replacement Parts for the Reconditioning of Fuel Injection Pump, Fuel Pump Drive and Fuel Oil Piping | DG Unit 4 and 5 | OPE20-1457-CNPR | Godfrey S. E. Samano | 0 | 1 | 1 |  | pc |  | Connector | 0 | 0 | For RFQ | Pending | Feb 8, 2020 | PR-317-2020
|  | 2020-02-08 |  | Replacement Parts for the Reconditioning of Fuel Injection Pump, Fuel Pump Drive and Fuel Oil Piping | DG Unit 4 and 5 | OPE20-1457-CNPR | Godfrey S. E. Samano | 0 | 2 | 1 |  | pc |  | O-Ring | 0 | 0 | For RFQ | Pending | Feb 8, 2020 | PR-317-2020
|  | 2020-02-08 |  | Replacement Parts for the Reconditioning of Fuel Injection Pump, Fuel Pump Drive and Fuel Oil Piping | DG Unit 4 and 5 | OPE20-1457-CNPR | Godfrey S. E. Samano | 0 | 3 | 1 |  | pc |  | Spring Support | 0 | 0 | For RFQ | Pending | Feb 8, 2020 | PR-317-2020
|  | 2020-02-08 |  | Replacement Parts for the Reconditioning of Fuel Injection Pump, Fuel Pump Drive and Fuel Oil Piping | DG Unit 4 and 5 | OPE20-1457-CNPR | Godfrey S. E. Samano | 0 | 4 | 1 |  | pc |  | O-Ring | 0 | 0 | For RFQ | Pending | Feb 8, 2020 | PR-317-2020
|  | 2020-02-08 |  | Replacement Parts for the Reconditioning of Fuel Injection Pump, Fuel Pump Drive and Fuel Oil Piping | DG Unit 4 and 5 | OPE20-1457-CNPR | Godfrey S. E. Samano | 0 | 5 | 1 |  | pc |  | Oil Cap | 0 | 0 | For RFQ | Pending | Feb 8, 2020 | PR-317-2020
|  | 2020-02-08 |  | Replacement Parts for the Reconditioning of Fuel Injection Pump, Fuel Pump Drive and Fuel Oil Piping | DG Unit 4 and 5 | OPE20-1457-CNPR | Godfrey S. E. Samano | 0 | 6 | 1 |  | pc |  | Pump Body | 0 | 0 | For RFQ | Pending | Feb 8, 2020 | PR-317-2020
|  | 2020-09-30 |  | Replacement of Worn-out Fuel Module Filter | Unit 5 Fuel Module | OPE20-1458-CNPR | Juanito Dagupan | 0 | 1 | 1 |  | assy |  | K8E Strainer, Kanagawa Backwash Filter | 0 | 0 | For RFQ | Pending | Sep 30, 2020 | PR-318-2020
|  | 2020-02-18 |  | Replacement Parts for the Reconditioning of Spare Starting and Shutdown Solenoid Valve | DG Unit 1, 2 and 3 | OPE20-1459-CNPR | Godfrey S. E. Samano | 0 | 1 | 1 |  | pc |  | O-Ring, 22 x 2 mm | 0 | 0 | For RFQ | Pending | Feb 18, 2020 | PR-319-2020
|  | 2020-02-18 |  | Replacement Parts for the Reconditioning of Spare Starting and Shutdown Solenoid Valve | DG Unit 1, 2 and 3 | OPE20-1459-CNPR | Godfrey S. E. Samano | 0 | 2 | 1 |  | pc |  | O-Ring, 24 x 2 mm | 0 | 0 | For RFQ | Pending | Feb 18, 2020 | PR-319-2020
|  | 2020-02-28 |  | Replacement Parts for the Crankcase Door | DG Unit 4 | OPE20-1460-CNPR | Godfrey S. E. Samano | 0 | 1 | 1 |  | pc |  | Packing | 0 | 0 | For RFQ | Pending | Feb 28, 2020 | PR-320-2020
|  | 2020-02-28 |  | Replacement Bolts for Exhaust Manifold | DG Unit 1 | OPE20-1461-CNPR | Godfrey S. E. Samano | 0 | 1 | 10 |  | pcs |  | Bolt, M12 x 50 mm, High Tensile | 0 | 0 | For RFQ | Pending | Feb 28, 2020 | PR-321-2020
|  | 2020-02-28 |  | Replacement Bolts for Exhaust Manifold | DG Unit 1 | OPE20-1461-CNPR | Godfrey S. E. Samano | 0 | 2 | 1 |  | pc |  | Bolt, M16 x 40 mm, High Tensile | 0 | 0 | For RFQ | Pending | Feb 28, 2020 | PR-321-2020
|  | 2020-02-28 |  | Replacement Parts for the Reconditioning of Spare Exhaust Valve | DG Unit 4 and 5 | OPE20-1462-CNPR | Godfrey S. E. Samano | 0 | 1 | 2 |  | pcs |  | Split Collar | 0 | 0 | For RFQ | Pending | Mar 5, 2020 | PR-322-2020
|  | 2020-02-19 |  | Replacement Parts for Starting Air Compressor | Unit 5 | OPE20-1463-CNPR | Godfrey S. E. Samano | 0 | 1 | 1 |  | pc |  | Spring Vlave Inlet, 1 RHP 10/11 | 0 | 0 | For RFQ | Pending | Feb 19, 2020 | PR-323-2020
|  | 2020-02-19 |  | Replacement Parts for Starting Air Compressor | Unit 5 | OPE20-1463-CNPR | Godfrey S. E. Samano | 0 | 2 | 1 |  | pc |  | Gasket Plate Valve Inlet 1 RHP, 10/12 | 0 | 0 | For RFQ | Pending | Feb 19, 2020 | PR-323-2020
|  | 2020-10-06 |  | Replacement Pin for Spare Fuel Injector | Pielstick Units (DG 4 and 5) | MAI20-1464-CNPR | Ruel Beato | 0 | 1 | 10 |  | pcs |  | Dowel Pin | 0 | 0 | For RFQ | Pending | Sep 30, 2020 | PR-324-2020
|  | 2020-10-17 | Bacolod | For Grass cutter Use | Environment/Grass cutter Consumables | ENV20-1465-CNPR | Genielyne V. Mondejar | 0 | 1 | 20 | Orig.: 20.00 liters Rev. 1: 20.00 liters Rev. 2: 20.00 liters | liters | A | Gasoline | 0 | 0 | 12.22.2020 - Delivered DR# 2213-CNPR | Fully Delivered | Oct 23, 2020 | HR-325-2020
|  | 2020-10-17 | Bacolod | For Grass cutter Use | Environment/Grass cutter Consumables | ENV20-1465-CNPR | Genielyne V. Mondejar | 0 | 2 | 1 |  | liter | B | 2T Oil | 0 | 0 | For RFQ | Pending | Oct 23, 2020 | HR-325-2020
|  | 2020-10-15 | Bacolod | Quarterly Cleaning and Maintenance of Tools and Equipment (4th Quarter) | Tools and Equipment | WHC20-1466-CNPR | Stephen Jardinico | 3 | 1 | 6 | Orig.: 6.00 cans | can/s | A | Penetrating Oil, Multi-Use, WD40, 382mL | 0 | 0 | 11.07.2020 - Delivered DR# 1977-CNPR | Fully Delivered | Nov 3, 2020 | WHR-326-2020
|  | 2020-10-15 | Bacolod | Quarterly Cleaning and Maintenance of Tools and Equipment (4th Quarter) | Tools and Equipment | WHC20-1466-CNPR | Stephen Jardinico | 13 | 2 | 10 |  | kg/s | B | Rags, Cotton | 0 | 0 | 11.03.2020 - Delivered DR# 1986-CNPR | Fully Delivered | Nov 3, 2020 | WHR-326-2020
|  | 2020-10-15 | Bacolod | Quarterly Cleaning and Maintenance of Tools and Equipment (4th Quarter) | Tools and Equipment | WHC20-1466-CNPR | Stephen Jardinico | 1 | 3 | 1 |  | box/s | C | Gloves, Surgical, (Medical) | 0 | 0 |  | PO Issued (1.00 box/s) | Nov 3, 2020 | WHR-326-2020
|  | 2020-10-15 | Bacolod | Quarterly Cleaning and Maintenance of Tools and Equipment (4th Quarter) | Tools and Equipment | WHC20-1466-CNPR | Stephen Jardinico | 8 | 4 | 3 |  | pair/s | D | Gloves, Cotton, Rubberized | 0 | 0 | 11.03.2020 - Delivered DR# 1985-CNPR | Fully Delivered | Nov 3, 2020 | WHR-326-2020
|  | 2020-10-15 | Bacolod | Quarterly Cleaning and Maintenance of Tools and Equipment (4th Quarter) | Tools and Equipment | WHC20-1466-CNPR | Stephen Jardinico | 10 | 5 | 4 |  | pair/s | E | Cotton Gloves | 0 | 0 | 11.09.2020 - Delivered DR# 1983-CNPR | Fully Delivered | Nov 3, 2020 | WHR-326-2020
|  | 2020-10-15 | Bacolod | Quarterly Cleaning and Maintenance of Tools and Equipment (4th Quarter) | Tools and Equipment | WHC20-1466-CNPR | Stephen Jardinico | 0 | 6 | 2 |  | roll/s | F | Tape, Vinyl, Electrical, Big | 0 | 0 | 11.09.2020 - Delivered DR# 1981-CNPR | Fully Delivered | Nov 3, 2020 | WHR-326-2020
|  | 2020-10-15 | Bacolod | Quarterly Cleaning and Maintenance of Tools and Equipment (4th Quarter) | Tools and Equipment | WHC20-1466-CNPR | Stephen Jardinico | 0 | 7 | 1 |  | pc/s | G | Metal Maker - DALO Industrial Paint Marker , Color: White, Net Wt: 1oz | 0 | 0 | 11.09.2020 - Delivered DR# 1982-CNPR | Fully Delivered | Nov 3, 2020 | WHR-326-2020
|  | 2020-10-15 | Bacolod | Quarterly Cleaning and Maintenance of Tools and Equipment (4th Quarter) | Tools and Equipment | WHC20-1466-CNPR | Stephen Jardinico | 24 | 8 | 20 |  | pc/s | E | Sand Paper G120 | 0 | 0 | 11.09.2020 - Delivered DR# 1983-CNPR | Fully Delivered | Nov 3, 2020 | WHR-326-2020
|  | 2020-10-15 | Bacolod | Quarterly Cleaning and Maintenance of Tools and Equipment (4th Quarter) | Tools and Equipment | WHC20-1466-CNPR | Stephen Jardinico | 32 | 9 | 10 |  | pc/s | G | Sand Paper G600 | 0 | 0 | 11.09.2020 - Delivered DR# 1982-CNPR | Fully Delivered | Nov 3, 2020 | WHR-326-2020
|  | 2020-10-15 | Bacolod | Quarterly Cleaning and Maintenance of Tools and Equipment (4th Quarter) | Tools and Equipment | WHC20-1466-CNPR | Stephen Jardinico | 1 | 10 | 1 |  | pc/s | H | Brush, Paint 4" | 0 | 0 | 11.09.2020 - Delivered DR# 1984-CNPR | Fully Delivered | Nov 3, 2020 | WHR-326-2020
|  | 2020-10-21 |  | Replacement Parts For Clutch System | Heavy Equipment - Boomtruck | 20-1467-CNPR | Donna Gellada | 0 | 1 | 1 |  | Assy | A | Clutch Hydrobox with Primary Master Cylinder | 0 | 0 | 10.29.2020 - Delivered DR# 2000-CNPR | Fully Delivered | Oct 23, 2020 | WHR-327-2020
|  | 2020-10-21 |  | Replacement Parts for Signal Lights | Heavy Equipment - Boomtruck | 20-1468-CNPR | Donna Gellada | 0 | 1 | 1 |  | pc/s | A | Socket Bulb for Signal Light, 24V | 0 | 0 | 10.29.2020 - Delivered DR# 2001-CNPR | Fully Delivered | Oct 28, 2020 | WHR-328-2020
|  | 2020-10-21 |  | Replacement Parts for Signal Lights | Heavy Equipment - Boomtruck | 20-1468-CNPR | Donna Gellada | 0 | 2 | 1 |  | pc/s | A | Bulb, Single Contact, 24V | 0 | 0 | 10.29.2020 - Delivered DR# 2001-CNPR | Fully Delivered | Oct 28, 2020 | WHR-328-2020
|  | 2020-10-21 |  | Replacement Parts for Signal Lights | Heavy Equipment - Boomtruck | 20-1468-CNPR | Donna Gellada | 0 | 3 | 2 |  | pc/s | A | Fuse, 10 Amps | 0 | 0 | 10.29.2020 - Delivered DR# 2001-CNPR | Fully Delivered | Oct 28, 2020 | WHR-328-2020
|  | 2020-10-21 |  | Replacement Parts for Signal Lights | Heavy Equipment - Boomtruck | 20-1468-CNPR | Donna Gellada | 0 | 4 | 2 |  | pc/s | A | Fuse, 15 Amps | 0 | 0 | 10.29.2020 - Delivered DR# 2001-CNPR | Fully Delivered | Oct 28, 2020 | WHR-328-2020
|  | 2020-10-21 |  | Replacement Parts for Signal Lights | Heavy Equipment - Boomtruck | 20-1468-CNPR | Donna Gellada | 0 | 5 | 2 |  | pc/s | A | Fuse, 20 Amps | 0 | 0 | 10.29.2020 - Delivered DR# 2001-CNPR | Fully Delivered | Oct 28, 2020 | WHR-328-2020
|  | 2020-02-16 |  | FOR DISPATCH OPERATION (PPE) | COMECQ PLANT PERSONNEL | HAS20-1469-CNPR | Ricky Madeja | 0 | 1 | 33 |  | Pcs | A | 3M REUSABLE EAR PLUG WITH CASE NRR 25db | 0 | 0 | 10.23.2020 - Delivered DR# 1970-CNPR | Fully Delivered | Oct 23, 2020 | HR-329-2020
|  | 2020-10-22 | Bacolod | For Oil Spill Emergency Use | Environment Use | ENV20-1471-CNPR | Genielyne V. Mondejar | 0 | 1 | 2 |  | pails |  | Oil Dispersant, Philippine coast guard approved, disperse oil spillage instantly, safe for marine life, environmental friendly, non-flammable, non-toxic, none chlorinated or aromatic hydrocarbon detected, water soluble | 0 | 0 | For RFQ | Pending | Oct 31, 2020 | HR-331-2020
|  | 2020-10-22 | Bacolod | For grass cutting use | Environment Use | ENV20-1472-CNPR | Genielyne V. Mondejar | 0 | 1 | 2 |  | pcs. |  | Cane Spade Knife | 0 | 0 | For RFQ | Pending | Oct 31, 2020 | HR-332-2020
|  | 2020-10-22 | Bacolod | Consumables for Cleaning, Reconditioning & Painting | Check Valve, Y Strainer & Relief Valve (Pulled Out Parts) | WHC20-1473-CNPR | Melinda Aquino | 34 | 1 | 3 |  | kg/s |  | Rags, Cotton | 0 | 0 | For RFQ | Pending | Nov 9, 2020 | WHR-333-2020
|  | 2020-10-22 | Bacolod | Consumables for Cleaning, Reconditioning & Painting | Check Valve, Y Strainer & Relief Valve (Pulled Out Parts) | WHC20-1473-CNPR | Melinda Aquino | 14 | 2 | 1 |  | gal/s |  | Paint, Primer, Metal, Red Oxide, 4L/gal | 0 | 0 | For RFQ | Pending | Nov 9, 2020 | WHR-333-2020
|  | 2020-10-22 | Bacolod | Consumables for Cleaning, Reconditioning & Painting | Check Valve, Y Strainer & Relief Valve (Pulled Out Parts) | WHC20-1473-CNPR | Melinda Aquino | 50 | 3 | 5 |  | liter/s |  | Diesel | 0 | 0 | For RFQ | Pending | Nov 9, 2020 | WHR-333-2020
|  | 2020-10-21 | Manila/Bacolod | Pre Construction Requirements for Ladies Dorm | Ladies Dorm | SPE20-1476-CNPR | Iris J. Sixto | 0 | 1 | 2 |  | length | C | Pipe,GI, 1-1/2x6mtrxsch40 | 0 | 0 | 11.24.2020 - Delivered DR# 2066-CNPR | Fully Delivered | Oct 30, 2020 | FR-330-2020
|  | 2020-10-21 | Manila/Bacolod | Pre Construction Requirements for Ladies Dorm | Ladies Dorm | SPE20-1476-CNPR | Iris J. Sixto | 0 | 2 | 260 |  | mtrs | D | Wire,Cooper,THW,14mm² | 0 | 0 | 11.20.2020 - Delivered DR# 2063-CNPR 11.20.2020 - Delivered DR# 2063-CNPR | Fully Delivered | Oct 30, 2020 | FR-330-2020
|  | 2020-10-21 | Manila/Bacolod | Pre Construction Requirements for Ladies Dorm | Ladies Dorm | SPE20-1476-CNPR | Iris J. Sixto | 0 | 3 | 5 |  | pcs | D | Rack, Secondary,Standard | 0 | 0 | 11.20.2020 - Delivered DR# 2060-CNPR | Fully Delivered | Oct 30, 2020 | FR-330-2020
|  | 2020-10-21 | Manila/Bacolod | Pre Construction Requirements for Ladies Dorm | Ladies Dorm | SPE20-1476-CNPR | Iris J. Sixto | 25 | 4 | 2 |  | kgs | FH | Rods,Welding,6011 | 0 | 0 | re upload new PR superseded by PR No. POPE20-1522-CNPR 12.15.20 | Cancelled | Oct 30, 2020 | FR-330-2020
|  | 2020-10-21 | Manila/Bacolod | Pre Construction Requirements for Ladies Dorm | Ladies Dorm | SPE20-1476-CNPR | Iris J. Sixto | 5 | 5 | 3 |  | rolls | A | Tape,Electrical,Big | 0 | 0 | 11.20.2020 - Delivered DR# 2056-CNPR 11.20.2020 - Delivered DR# 2057-CNPR | Fully Delivered | Oct 30, 2020 | FR-330-2020
|  | 2020-10-21 | Manila/Bacolod | Pre Construction Requirements for Ladies Dorm | Ladies Dorm | SPE20-1476-CNPR | Iris J. Sixto | 69 | 6 | 2 |  | bag | KW | Cement,Portland | 0 | 0 | re upload new PR 4 bags of Cement 12.14.20 | Cancelled | Oct 30, 2020 | FR-330-2020
|  | 2020-10-21 | Manila/Bacolod | Pre Construction Requirements for Ladies Dorm | Ladies Dorm | SPE20-1476-CNPR | Iris J. Sixto | 0 | 7 | 1 |  | unit | CU | Pump,Water,3/4 hp | 0 | 0 | 12.18.2020 - Delivered DR# 2162-CNPR | Fully Delivered | Oct 30, 2020 | FR-330-2020
|  | 2020-10-21 | Manila/Bacolod | Pre Construction Requirements for Ladies Dorm | Ladies Dorm | SPE20-1476-CNPR | Iris J. Sixto | 0 | 8 | 2 | Orig.: 2.00 pcs | pcs | C | Valve, Check,Brass (Spring Loaded) | 0 | 0 | 11.27.2020 - Delivered DR# 2075-CNPR | Fully Delivered | Oct 30, 2020 | FR-330-2020
|  | 2020-10-21 | Manila/Bacolod | Pre Construction Requirements for Ladies Dorm | Ladies Dorm | SPE20-1476-CNPR | Iris J. Sixto | 2 | 9 | 8 | Orig.: 8.00 length | length | C | Pipe, PVC,Blue,1" | 0 | 0 | 11.27.2020 - Delivered DR# 2075-CNPR | Fully Delivered | Oct 30, 2020 | FR-330-2020
|  | 2020-10-21 | Manila/Bacolod | Pre Construction Requirements for Ladies Dorm | Ladies Dorm | SPE20-1476-CNPR | Iris J. Sixto | 0 | 10 | 10 |  | pcs | C | Adapter,Male,PVC,1" | 0 | 0 | 11.24.2020 - Delivered DR# 2068-CNPR | Fully Delivered | Oct 30, 2020 | FR-330-2020
|  | 2020-10-21 | Manila/Bacolod | Pre Construction Requirements for Ladies Dorm | Ladies Dorm | SPE20-1476-CNPR | Iris J. Sixto | 0 | 11 | 7 | Orig.: 7.00 pcs | pcs | C | Coupling,PVC,1" | 0 | 0 | 11.27.2020 - Delivered DR# 2075-CNPR | Fully Delivered | Oct 30, 2020 | FR-330-2020
|  | 2020-10-21 | Manila/Bacolod | Pre Construction Requirements for Ladies Dorm | Ladies Dorm | SPE20-1476-CNPR | Iris J. Sixto | 4 | 12 | 10 |  | pcs | C | Elbow,PVC,Plain,1" | 0 | 0 | 11.24.2020 - Delivered DR# 2068-CNPR | Fully Delivered | Oct 30, 2020 | FR-330-2020
|  | 2020-10-21 | Manila/Bacolod | Pre Construction Requirements for Ladies Dorm | Ladies Dorm | SPE20-1476-CNPR | Iris J. Sixto | 0 | 13 | 3 |  | pcs | C | Union,PVC,Blue,1" | 0 | 0 | 11.24.2020 - Delivered DR# 2066-CNPR | Fully Delivered | Oct 30, 2020 | FR-330-2020
|  | 2020-10-21 | Manila/Bacolod | Pre Construction Requirements for Ladies Dorm | Ladies Dorm | SPE20-1476-CNPR | Iris J. Sixto | 0 | 14 | 2 |  | pcs | C | Adapter,Female,PVC,1" | 0 | 0 | 11.24.2020 - Delivered DR# 2068-CNPR | Fully Delivered | Oct 30, 2020 | FR-330-2020
|  | 2020-10-21 | Manila/Bacolod | Pre Construction Requirements for Ladies Dorm | Ladies Dorm | SPE20-1476-CNPR | Iris J. Sixto | 1 | 15 | 3 | Orig.: 3.00 pcs | pcs | C | Tee,PVC,1" Plain | 0 | 0 | 11.27.2020 - Delivered DR# 2075-CNPR | Fully Delivered | Oct 30, 2020 | FR-330-2020
|  | 2020-10-21 | Manila/Bacolod | Pre Construction Requirements for Ladies Dorm | Ladies Dorm | SPE20-1476-CNPR | Iris J. Sixto | 0 | 16 | 2 | Orig.: 2.00 pcs | pcs | C | Male, Plug,PVC,1" | 0 | 0 | 11.27.2020 - Delivered DR# 2075-CNPR | Fully Delivered | Oct 30, 2020 | FR-330-2020
|  | 2020-10-21 | Manila/Bacolod | Pre Construction Requirements for Ladies Dorm | Ladies Dorm | SPE20-1476-CNPR | Iris J. Sixto | 0 | 17 | 3 |  | pcs | C | Valve,Ball,PVC,Plain,1" | 0 | 0 | 11.24.2020 - Delivered DR# 2068-CNPR | Fully Delivered | Oct 30, 2020 | FR-330-2020
|  | 2020-10-21 | Manila/Bacolod | Pre Construction Requirements for Ladies Dorm | Ladies Dorm | SPE20-1476-CNPR | Iris J. Sixto | 0 | 18 | 2 | Orig.: 2.00 cans | cans | C | Solvent,PVC,100ml | 0 | 0 | 11.27.2020 - Delivered DR# 2075-CNPR | Fully Delivered | Oct 30, 2020 | FR-330-2020
|  | 2020-10-21 | Manila/Bacolod | Pre Construction Requirements for Ladies Dorm | Ladies Dorm | SPE20-1476-CNPR | Iris J. Sixto | 1 | 19 | 6 |  | rolls | B | Tapelone,3/4 | 0 | 0 | For RFQ | Pending | Oct 30, 2020 | FR-330-2020
|  | 2020-10-21 | Manila/Bacolod | Pre Construction Requirements for Ladies Dorm | Ladies Dorm | SPE20-1476-CNPR | Iris J. Sixto | 5 | 20 | 1 |  | pc | C | Switch,Pressure | 0 | 0 | 01.02.2021 - Delivered DR# 2077-CNPR | Fully Delivered | Oct 30, 2020 | FR-330-2020
|  | 2020-10-21 | Manila/Bacolod | Pre Construction Requirements for Ladies Dorm | Ladies Dorm | SPE20-1476-CNPR | Iris J. Sixto | 0 | 21 | 1 | Orig.: 1.00 pc | pc | C | Gauge,Pressure | 0 | 0 | 11.27.2020 - Delivered DR# 2075-CNPR | Fully Delivered | Oct 30, 2020 | FR-330-2020
|  | 2020-10-21 | Manila/Bacolod | Pre Construction Requirements for Ladies Dorm | Ladies Dorm | SPE20-1476-CNPR | Iris J. Sixto | 0 | 22 | 2 |  | pcs | C | Nipple,GI,3/8"diax5"long | 0 | 0 | 11.24.2020 - Delivered DR# 2066-CNPR | Fully Delivered | Oct 30, 2020 | FR-330-2020
|  | 2020-10-21 | Manila/Bacolod | Pre Construction Requirements for Ladies Dorm | Ladies Dorm | SPE20-1476-CNPR | Iris J. Sixto | 0 | 23 | 1 |  | pc | C | Breaker, Cercuit,40amps | 0 | 0 | AOQ Done - For TE - -Recom By: Jonah Benares -Recom Date: Feb 22, 2021 To Feb 26, 2021 | For Recom | Oct 30, 2020 | FR-330-2020
|  | 2020-10-21 | Manila/Bacolod | Pre Construction Requirements for Ladies Dorm | Ladies Dorm | SPE20-1476-CNPR | Iris J. Sixto | 69 | 24 | 2 |  | bags | KW | Cement,Portland | 0 | 0 | re upload new PR 4 bags of Cement 12.14.20 | Cancelled | Oct 30, 2020 | FR-330-2020
|  | 2020-10-21 | Manila/Bacolod | Pre Construction Requirements for Ladies Dorm | Ladies Dorm | SPE20-1476-CNPR | Iris J. Sixto | 2 | 25 | 1 |  | pc | C | Reducer,Coupling,PVC,1"x3/4" | 0 | 0 | 11.24.2020 - Delivered DR# 2066-CNPR | Fully Delivered | Oct 30, 2020 | FR-330-2020
|  | 2020-10-21 | Manila/Bacolod | Pre Construction Requirements for Ladies Dorm | Ladies Dorm | SPE20-1476-CNPR | Iris J. Sixto | 0 | 26 | 1 |  | pc | C | Reducer,Coupling,PVC,3/4"x1/2 | 0 | 0 | 11.24.2020 - Delivered DR# 2066-CNPR | Fully Delivered | Oct 30, 2020 | FR-330-2020
|  | 2020-10-21 | Manila/Bacolod | Pre Construction Requirements for Ladies Dorm | Ladies Dorm | SPE20-1476-CNPR | Iris J. Sixto | 10 | 27 | 2 |  | length | C | Pipe,PVC,1/2" | 0 | 0 | 11.24.2020 - Delivered DR# 2068-CNPR | Fully Delivered | Oct 30, 2020 | FR-330-2020
|  | 2020-10-21 | Manila/Bacolod | Pre Construction Requirements for Ladies Dorm | Ladies Dorm | SPE20-1476-CNPR | Iris J. Sixto | 0 | 28 | 3 | Orig.: 3.00 pcs | pcs | C | Elbow,PVC,Plain,1/2" | 0 | 0 | 11.27.2020 - Delivered DR# 2075-CNPR | Fully Delivered | Oct 30, 2020 | FR-330-2020
|  | 2020-10-21 | Manila/Bacolod | Pre Construction Requirements for Ladies Dorm | Ladies Dorm | SPE20-1476-CNPR | Iris J. Sixto | 7 | 29 | 1 |  | pc | C | Elbow,PVC,Threaded,1/2 | 0 | 0 | 11.24.2020 - Delivered DR# 2066-CNPR | Fully Delivered | Oct 30, 2020 | FR-330-2020
|  | 2020-10-21 | Manila/Bacolod | Pre Construction Requirements for Ladies Dorm | Ladies Dorm | SPE20-1476-CNPR | Iris J. Sixto | 6 | 30 | 1 |  | pc |  | Faucet,Water,1/2 | 0 | 0 | For RFQ | Pending | Oct 30, 2020 | FR-330-2020
|  | 2020-10-21 | Manila/Bacolod | Pre Construction Requirements for Ladies Dorm | Ladies Dorm | SPE20-1476-CNPR | Iris J. Sixto | 0 | 31 | 1 |  | pc | BT | Tank,Pressure,SS,42gls.Cap. | 0 | 0 | 01.12.2021 - Delivered DR# 2262-CNPR | Fully Delivered | Oct 30, 2020 | FR-330-2020
|  | 2020-10-22 | Manila/Bacolod | Pre Construction Requirements for Ladies Dorm | Ladies Dorm | SPE20-1477-CNPR | Iris J. Sixto | 50 | 1 | 40 |  | liters | A | Fuel,Diesel | 0 | 0 | 11.14.2020 - Delivered DR# 2010-CNPR | Fully Delivered | Oct 30, 2020 | FR-334-2020
|  | 2020-10-22 | Manila/Bacolod | Painting of Powerhouse Steel Flooring Platform(Additional consumables) | Special Projects/Operation (Powerhouse Steel Flooring Platform) | SPE/Operation20-1478-CNPR | Iris J. Sixto | 2 | 1 | 10 |  | gls | A | Thinner, Acrylic | 0 | 0 | 11.20.2020 - Delivered DR# 2054-CNPR | Fully Delivered | Oct 30, 2020 | FR-337-2020
|  | 2020-10-22 | Manila/Bacolod | Painting of Powerhouse Steel Flooring Platform(Additional consumables) | Special Projects/Operation (Powerhouse Steel Flooring Platform) | SPE/Operation20-1478-CNPR | Iris J. Sixto | 7 | 2 | 4 |  | pcs | B | Brush, Paint,2" | 0 | 0 | 11.20.2020 - Delivered DR# 2053-CNPR | Fully Delivered | Oct 30, 2020 | FR-337-2020
|  | 2020-10-22 | Manila/Bacolod | Painting of Powerhouse Steel Flooring Platform(Additional consumables) | Special Projects/Operation (Powerhouse Steel Flooring Platform) | SPE/Operation20-1478-CNPR | Iris J. Sixto | 27 | 3 | 6 |  | pcs | C | Brush,Paint,Roller,Refill,4" | 0 | 0 | 11.20.2020 - Delivered DR# 2055-CNPR | Fully Delivered | Oct 30, 2020 | FR-337-2020
|  | 2020-11-04 |  | 500 R-hrs Preventive Maintenance Requirement | DG Unit 5 | OPE20-1479-CNPR | Alona T. Arroyo | 30 | 1 | 40 |  | liters | HZ | Diesel oil | 0 | 0 | 11.14.2020 - Delivered DR# 2040-CNPR | Fully Delivered | Nov 16, 2020 | PR-347-2020
|  | 2020-11-04 |  | 500 R-hrs Preventive Maintenance Requirement | DG Unit 5 | OPE20-1479-CNPR | Alona T. Arroyo | 20 | 2 | 20 |  | liters | HZ | Kerosene | 0 | 0 | 11.14.2020 - Delivered DR# 2040-CNPR | Fully Delivered | Nov 16, 2020 | PR-347-2020
|  | 2020-11-04 |  | 500 R-hrs Preventive Maintenance Requirement | DG Unit 5 | OPE20-1479-CNPR | Alona T. Arroyo | 1 | 3 | 1 |  | pail | GY | Shell Tellus S2 M68 | 0 | 0 |  | Fully Delivered | Nov 16, 2020 | PR-347-2020
|  | 2020-11-04 |  | 500 R-hrs Preventive Maintenance Requirement | DG Unit 5 | OPE20-1479-CNPR | Alona T. Arroyo | 3 | 4 | 4 |  | cans | AA | Penetrant, Multi Use, WD-40, Net Content: 382 mL / 311G / 12.9 FL.OZ | 0 | 0 | 11.19.2020 - Delivered DR# 2021-CNPR | Fully Delivered | Nov 16, 2020 | PR-347-2020
|  | 2020-11-04 |  | 500 R-hrs Preventive Maintenance Requirement | DG Unit 5 | OPE20-1479-CNPR | Alona T. Arroyo | 3 | 5 | 1 |  | pc | AB | Gasket Maker, Red High Temp RTV Silicone, ? 300 °C | 0 | 0 | 11.19.2020 - Delivered DR# 2022-CNPR | Fully Delivered | Nov 16, 2020 | PR-347-2020
|  | 2020-11-04 |  | 500 R-hrs Preventive Maintenance Requirement | DG Unit 5 | OPE20-1479-CNPR | Alona T. Arroyo | 15 | 6 | 2 |  | pcs | Q | Brush, Steel | 0 | 0 | 11.19.2020 - Delivered DR# 2032-CNPR | Fully Delivered | Nov 16, 2020 | PR-347-2020
|  | 2020-11-04 |  | 500 R-hrs Preventive Maintenance Requirement | DG Unit 5 | OPE20-1479-CNPR | Alona T. Arroyo | 7 | 7 | 2 |  | pcs | F | Brush, Paint, 2" | 0 | 0 | 11.19.2020 - Delivered DR# 2036-CNPR | Fully Delivered | Nov 16, 2020 | PR-347-2020
|  | 2020-11-04 |  | 500 R-hrs Preventive Maintenance Requirement | DG Unit 5 | OPE20-1479-CNPR | Alona T. Arroyo | 52 | 8 | 10 |  | kgs | LZ | Rags, Cotton | 0 | 0 | 11.19.2020 - Delivered DR# 2049-CNPR | Fully Delivered | Nov 16, 2020 | PR-347-2020
|  | 2020-11-04 |  | 500 R-hrs Preventive Maintenance Requirement | DG Unit 5 | OPE20-1479-CNPR | Alona T. Arroyo | 10 | 9 | 30 |  | pairs | AC | Gloves, Knitted Cotton | 0 | 0 | 11.19.2020 - Delivered DR# 2023-CNPR | Fully Delivered | Nov 16, 2020 | PR-347-2020
|  | 2020-11-04 |  | 500 R-hrs Preventive Maintenance Requirement | DG Unit 5 | OPE20-1479-CNPR | Alona T. Arroyo | 0 | 10 | 1 |  | cont. | C | Grease, Multi Purpose, 500 grams | 0 | 0 | 11.17.2020 - Delivered DR# 2012-CNPR | Fully Delivered | Nov 16, 2020 | PR-347-2020
|  | 2020-11-04 |  | 500 R-hrs Preventive Maintenance Requirement | DG Unit 5 | OPE20-1479-CNPR | Alona T. Arroyo | 0 | 11 | 5 |  | liters |  | Cleaner, Stator Winding, Medium Dry | 0 | 0 | For RFQ | Pending | Nov 16, 2020 | PR-347-2020
|  | 2020-11-04 |  | 500 R-hrs Preventive Maintenance Requirement | DG Unit 5 | OPE20-1479-CNPR | Alona T. Arroyo | 0 | 12 | 3 |  | bottles | B | Denatured Alcohol | 0 | 0 | 11.17.2020 - Delivered DR# 2011-CNPR | Fully Delivered | Nov 16, 2020 | PR-347-2020
|  | 2020-11-04 |  | 500 R-hrs Preventive Maintenance Requirement | DG Unit 5 | OPE20-1479-CNPR | Alona T. Arroyo | 0 | 13 | 1 |  | can | AD | Cleaner, Contact, Specialist Fast Drying, WD 40, 360 mL | 0 | 0 | 11.19.2020 - Delivered DR# 2024-CNPR | Fully Delivered | Nov 16, 2020 | PR-347-2020
|  | 2020-11-04 |  | 500 R-hrs Preventive Maintenance Requirement | DG Unit 5 | OPE20-1479-CNPR | Alona T. Arroyo | 0 | 14 | 5 |  | pcs | BA | Lamp, Flourescent Tube, 220VAC, 40W | 0 | 0 | 11.19.2020 - Delivered DR# 2027-CNPR | Fully Delivered | Nov 16, 2020 | PR-347-2020
|  | 2020-11-04 |  | 500 R-hrs Preventive Maintenance Requirement | DG Unit 5 | OPE20-1479-CNPR | Alona T. Arroyo | 0 | 15 | 5 |  | pcs | N | Starter, Fluorescent, FS-4, 30-40 W, with condenser | 0 | 0 | 11.19.2020 - Delivered DR# 2033-CNPR | Fully Delivered | Nov 16, 2020 | PR-347-2020
|  | 2020-11-04 |  | 500 R-hrs Preventive Maintenance Requirement | DG Unit 5 | OPE20-1479-CNPR | Alona T. Arroyo | 5 | 16 | 10 |  | rolls | G | Adhesive Tape, Electrical, Vinyl, 0.16mm x 19mm x 16m | 0 | 0 | 12.29.2020 - Delivered DR# 2183-CNPR | Fully Delivered | Nov 16, 2020 | PR-347-2020
|  | 2020-11-04 |  | 500 R-hrs Preventive Maintenance Requirement | DG Unit 5 | OPE20-1479-CNPR | Alona T. Arroyo | 0 | 17 | 1 |  | pc | A | Adhesive, Loctite 495 | 0 | 0 | 11.17.2020 - Delivered DR# 2008-CNPR | Fully Delivered | Nov 16, 2020 | PR-347-2020
|  | 2020-11-04 |  | 500 R-hrs Preventive Maintenance Requirement | DG Unit 5 | OPE20-1479-CNPR | Alona T. Arroyo | 3 | 18 | 3 |  | pcs | AE | Adhesive, Mighty Bond, 3 grams | 0 | 0 | 11.19.2020 - Delivered DR# 2025-CNPR | Fully Delivered | Nov 16, 2020 | PR-347-2020
|  | 2020-11-04 |  | 500 R-hrs Preventive Maintenance Requirement | DG Unit 5 | OPE20-1479-CNPR | Alona T. Arroyo | 3 | 19 | 3 |  | sheets | AE | Abrasive, Sand Paper, Grit 800 | 0 | 0 | 11.19.2020 - Delivered DR# 2025-CNPR | Fully Delivered | Nov 16, 2020 | PR-347-2020
|  | 2020-11-04 |  | 500 R-hrs Preventive Maintenance Requirement | DG Unit 5 | OPE20-1479-CNPR | Alona T. Arroyo | 100 | 20 | 1 |  | pack | AZ | Tie, Mounting, 1" x 1" | 0 | 0 | 11.19.2020 - Delivered DR# 2031-CNPR | Fully Delivered | Nov 16, 2020 | PR-347-2020
|  | 2020-11-04 |  | 500 R-hrs Preventive Maintenance Requirement | DG Unit 5 | OPE20-1479-CNPR | Alona T. Arroyo | 1 | 21 | 10 |  | meters | BK | Tie, Spiral, 1/2" - UNSERVED 9 pack | 0 | 0 | 11.19.2020 - Delivered DR# 2035-CNPR(1.00 pack) | Partially Delivered | Nov 16, 2020 | PR-347-2020
|  | 2020-11-04 |  | 500 R-hrs Preventive Maintenance Requirement | DG Unit 5 | OPE20-1479-CNPR | Alona T. Arroyo | 0 | 22 | 1 |  | pack | BA | Tie, Cable, 152mm x 5mm | 0 | 0 | 11.19.2020 - Delivered DR# 2027-CNPR | Fully Delivered | Nov 16, 2020 | PR-347-2020
|  | 2020-11-04 |  | 500 R-hrs Preventive Maintenance Requirement | DG Unit 5 | OPE20-1479-CNPR | Alona T. Arroyo | 0 | 23 | 1 |  | pack | BA | Tie, Cable, 250mm x 3.6mm | 0 | 0 | 11.19.2020 - Delivered DR# 2027-CNPR | Fully Delivered | Nov 16, 2020 | PR-347-2020
|  | 2020-11-04 |  | 500 R-hrs Preventive Maintenance Requirement | DG Unit 5 | OPE20-1479-CNPR | Alona T. Arroyo | 0 | 24 | 50 | Orig.: 50.00 pcs | pcs | BR | Lug, Insulated Terminal Lugs, AWG 12-16, Y-type | 0 | 0 |  | PO Issued (1.00 pcs) | Nov 16, 2020 | PR-347-2020
|  | 2020-11-04 |  | 500 R-hrs Preventive Maintenance Requirement | DG Unit 5 | OPE20-1479-CNPR | Alona T. Arroyo | 0 | 25 | 60 |  | pcs |  | Heat Shrinkable Tube, Size AWG 12 - 16 | 0 | 0 | For RFQ | Pending | Nov 16, 2020 | PR-347-2020
|  | 2020-11-04 |  | 500 R-hrs Preventive Maintenance Requirement | DG Unit 5 | OPE20-1479-CNPR | Alona T. Arroyo | 0 | 26 | 1 |  | roll | X | Soldering Lead | 0 | 0 | 11.19.2020 - Delivered DR# 2034-CNPR | Fully Delivered | Nov 16, 2020 | PR-347-2020
|  | 2020-11-04 |  | 500 R-hrs Preventive Maintenance Requirement | DG Unit 5 | OPE20-1479-CNPR | Alona T. Arroyo | 0 | 27 | 1 |  | cartridge |  | Adhesive Tape, Brady Wire Marker Tape, Yellow in Black, Vinyl, 19.1mm | 0 | 0 | For RFQ | Pending | Nov 16, 2020 | PR-347-2020
|  | 2020-10-29 |  | For Crate of Lube Oil Samples | Out-of-House Oil Analysis | LAB20-1480-CNPR | Beverly Ampog | 4 | 1 | 1 | Orig.: 1.00 pc | pc | A | Plywood, Ordinary, 1/2" x 4' x 8' | 0 | 0 | 12.18.2020 - Delivered DR# 2159-CNPR | Fully Delivered | Nov 10, 2020 | PR-338-2020
|  | 2020-10-30 | Manila/Bacolod | Raw Water Motor Stator Temperature Monitoring | DG # 4 Raw Water Motor | EIC20-1481-CNPR | Rey D. Argawanon | 0 | 1 | 2 |  | pcs. |  | Temperature Controller Brand: TOHO electronics, Inc. , TTM-004-R-A | 0 | 0 | For RFQ | Pending | Nov 9, 2020 | PR-339-2020
|  | 2020-10-30 | Manila/Bacolod | Raw Water Motor Stator Temperature Monitoring | DG # 4 Raw Water Motor | EIC20-1481-CNPR | Rey D. Argawanon | 0 | 2 | 4 |  | pcs. |  | Auxiliary Relay with socket Brand: OMRON, LY4N, 200/220VAC coil | 0 | 0 | For RFQ | Pending | Nov 10, 2020 | PR-339-2020
|  | 2020-10-30 | Manila/Bacolod | Raw Water Motor Stator Temperature Monitoring | DG # 4 Raw Water Motor | EIC20-1481-CNPR | Rey D. Argawanon | 0 | 3 | 1 |  | pc. |  | Miniature circuit breaker (MCB), 20A, 3 Pole, 600V | 0 | 0 | For RFQ | Pending | Nov 10, 2020 | PR-339-2020
|  | 2020-10-29 |  | Operations and Maintenance Consumables | Running Units | 20-1482-CNPR | Alona T. Arroyo | 50 | 1 | 20 | Orig.: 9.00 liters | liters | TB | Diesel Oil | 0 | 0 | 11.20.2020 - Delivered DR# 2065-CNPR 12.18.2020 - Delivered DR# 2163-CNPR | Fully Delivered | Nov 16, 2020 | PR-340-2020
|  | 2020-10-29 |  | Operations and Maintenance Consumables | Running Units | 20-1482-CNPR | Alona T. Arroyo | 40 | 2 | 20 |  | liters | CM | Kerosene | 0 | 0 | 11.14.2020 - Delivered DR# 2042-CNPR | Fully Delivered | Nov 16, 2020 | PR-340-2020
|  | 2020-10-29 |  | Operations and Maintenance Consumables | Running Units | 20-1482-CNPR | Alona T. Arroyo | 3 | 3 | 1 |  | cylinder |  | Acetylene | 0 | 0 | For RFQ | Pending | Nov 16, 2020 | PR-340-2020
|  | 2020-10-29 |  | Operations and Maintenance Consumables | Running Units | 20-1482-CNPR | Alona T. Arroyo | 9 | 4 | 2 |  | cylinders |  | Oxygen | 0 | 0 | For RFQ | Pending | Nov 16, 2020 | PR-340-2020
|  | 2020-10-29 |  | Operations and Maintenance Consumables | Running Units | 20-1482-CNPR | Alona T. Arroyo | 3 | 5 | 2 |  | cans | A | Penetrant, Multi Use, WD-40, Net Content: 382 mL / 311G / 12.9 FL.OZ | 0 | 0 | 11.19.2020 - Delivered DR# 2016-CNPR | Fully Delivered | Nov 16, 2020 | PR-340-2020
|  | 2020-10-29 |  | Operations and Maintenance Consumables | Running Units | 20-1482-CNPR | Alona T. Arroyo | 0 | 6 | 1 |  | kg | NV | Electrode, Welding, E304, 3/32" x 12" (Stainless Steel Welding Electrode) | 0 | 0 | 11.27.2020 - Delivered DR# 2078-CNPR | Fully Delivered | Nov 16, 2020 | PR-340-2020
|  | 2020-10-29 |  | Operations and Maintenance Consumables | Running Units | 20-1482-CNPR | Alona T. Arroyo | 25 | 7 | 20 |  | kgs | B | Electrode, Welding, E6011, 1/8" x 12" | 0 | 0 | 11.17.2020 - Delivered DR# 2017-CNPR | Fully Delivered | Nov 16, 2020 | PR-340-2020
|  | 2020-10-29 |  | Operations and Maintenance Consumables | Running Units | 20-1482-CNPR | Alona T. Arroyo | 38 | 8 | 20 |  | kgs | C | Electrode, Welding, E6013, 1/8" x 12" | 0 | 0 | 11.17.2020 - Delivered DR# 2018-CNPR | Fully Delivered | Nov 16, 2020 | PR-340-2020
|  | 2020-10-29 |  | Operations and Maintenance Consumables | Running Units | 20-1482-CNPR | Alona T. Arroyo | 35 | 9 | 25 |  | pcs | D | Disc, Cutting, 4" x 3/32" x 5/8" (Tyrolit 41 A30Q-BF) | 0 | 0 | 11.17.2020 - Delivered DR# 2019-CNPR | Fully Delivered | Nov 16, 2020 | PR-340-2020
|  | 2020-10-29 |  | Operations and Maintenance Consumables | Running Units | 20-1482-CNPR | Alona T. Arroyo | 0 | 10 | 2 |  | pcs | AH | Blade, Hacksaw, HSS, 300mm/12", 18 TPI | 0 | 0 | 11.19.2020 - Delivered DR# 2041-CNPR | Fully Delivered | Nov 16, 2020 | PR-340-2020
|  | 2020-10-29 |  | Operations and Maintenance Consumables | Running Units | 20-1482-CNPR | Alona T. Arroyo | 32 | 11 | 10 |  | pcs | BV | Paper, Abrasive, Grit 600 - Creston Silicon Carbide Abrasive Paper | 0 | 0 | 11.17.2020 - Delivered DR# 2043-CNPR | Fully Delivered | Nov 16, 2020 | PR-340-2020
|  | 2020-10-29 |  | Operations and Maintenance Consumables | Running Units | 20-1482-CNPR | Alona T. Arroyo | 0 | 12 | 5 |  | pcs | AP | Bulb, LED, Daylight, 35 Watts, Input Voltage: AC 180-265V 50/60 Hz | 0 | 0 | 11.20.2020 - Delivered DR# 2039-CNPR | Fully Delivered | Nov 16, 2020 | PR-340-2020
|  | 2020-10-29 |  | Operations and Maintenance Consumables | Running Units | 20-1482-CNPR | Alona T. Arroyo | 0 | 13 | 2 |  | pcs | BJ | Bulb, LED, Daylight, 14 Watts, Input Voltage: AC 180-265V 50/60 Hz | 0 | 0 | 11.20.2020 - Delivered DR# 2038-CNPR | Fully Delivered | Nov 16, 2020 | PR-340-2020
|  | 2020-10-29 |  | Operations and Maintenance Consumables | Running Units | 20-1482-CNPR | Alona T. Arroyo | 0 | 14 | 1 |  | bottle | NV | Adhesive, Rugby, Contact Cement, 300mL | 0 | 0 | 11.27.2020 - Delivered DR# 2078-CNPR | Fully Delivered | Nov 16, 2020 | PR-340-2020
|  | 2020-10-29 |  | Operations and Maintenance Consumables | Running Units | 20-1482-CNPR | Alona T. Arroyo | 10 | 15 | 25 |  | pairs | E | Gloves, Knitted Cotton | 0 | 0 | 11.19.2020 - Delivered DR# 2020-CNPR | Fully Delivered | Nov 16, 2020 | PR-340-2020
|  | 2020-10-29 |  | Operations and Maintenance Consumables | Running Units | 20-1482-CNPR | Alona T. Arroyo | 18 | 16 | 10 |  | kgs | FR | Rags, Cotton | 0 | 0 | 11.19.2020 - Delivered DR# 2048-CNPR | Fully Delivered | Nov 16, 2020 | PR-340-2020
|  | 2020-10-29 |  | Operations and Maintenance Consumables | Running Units | 20-1482-CNPR | Alona T. Arroyo | 0 | 17 | 10 |  | pcs | NO | Bag, Garbage, Large | 0 | 0 | 12.05.2020 - Delivered DR# 2089-CNPR | Fully Delivered | Nov 16, 2020 | PR-340-2020
|  | 2020-10-28 |  | Warehouse Consumables( For Housekeeping) | CENPRI Warehouse | WHR20-1483-CNPR | Donna Gellada | 18 | 1 | 2 |  | kgs | A | Rag, Cotton | 0 | 0 |  | PO Issued (2.00 kgs) | Nov 11, 2020 | WHR-341-2020
|  | 2020-10-28 |  | Warehouse Consumables( For Housekeeping) | CENPRI Warehouse | WHR20-1483-CNPR | Donna Gellada | 10 | 2 | 10 |  | pair/s | B | Gloves, Cotton | 0 | 0 |  | PO Issued (10.00 pair/s) | Nov 11, 2020 | WHR-341-2020
|  | 2020-10-28 |  | Warehouse Consumables( For Housekeeping) | CENPRI Warehouse | WHR20-1483-CNPR | Donna Gellada | 1 | 3 | 1 |  | gal | C | Soap, Liquid, All- Purpose | 0 | 0 |  | PO Issued (1.00 gal) | Nov 11, 2020 | WHR-341-2020
|  | 2020-10-28 |  | Warehouse Consumables( For Housekeeping) | CENPRI Warehouse | WHR20-1483-CNPR | Donna Gellada | 2 | 4 | 2 |  | pc/s | D | Broom, Paypay( Bagiuo) | 0 | 0 | For RFQ | Pending | Nov 11, 2020 | WHR-341-2020
|  | 2020-10-28 |  | Warehouse Consumables( For Housekeeping) | CENPRI Warehouse | WHR20-1483-CNPR | Donna Gellada | 1 | 5 | 2 |  | pc/s | D | Broom, Stick | 0 | 0 | For RFQ | Pending | Nov 11, 2020 | WHR-341-2020
|  | 2020-10-28 |  | Preservation of Inventory Items & Parts | CENPRI Warehouse | WHR20-1484-CNPR | Donna Gellada | 0 | 1 | 3 |  | roll/s | B | Stretch Film, 20micron x 300mm x 150mtr | 0 | 0 | 12.18.2020 - Delivered DR# 2127-CNPR | Fully Delivered | Nov 11, 2020 | WHR-342-2020
|  | 2020-10-28 |  | Preservation of Inventory Items & Parts | CENPRI Warehouse | WHR20-1484-CNPR | Donna Gellada | 0 | 2 | 100 | Orig.: 100.00 pc/s | pc/s | A | Plastic, Resealable, #7 | 0 | 0 | 12.16.2020 - Delivered DR# 2123-CNPR | Fully Delivered | Nov 11, 2020 | WHR-342-2020
|  | 2020-10-28 |  | Preservation of Inventory Items & Parts | CENPRI Warehouse | WHR20-1484-CNPR | Donna Gellada | 0 | 3 | 100 | Orig.: 100.00 pc/s | pc/s | A | Plastic, Resealable, #8 | 0 | 0 | 12.16.2020 - Delivered DR# 2123-CNPR | Fully Delivered | Nov 11, 2020 | WHR-342-2020
|  | 2020-10-28 |  | Preservation of Inventory Items & Parts | CENPRI Warehouse | WHR20-1484-CNPR | Donna Gellada | 0 | 4 | 100 | Orig.: 100.00 pc/s | pc/s | A | Plastic, Resealable, #9 | 0 | 0 | 12.16.2020 - Delivered DR# 2123-CNPR | Fully Delivered | Nov 11, 2020 | WHR-342-2020
|  | 2020-10-28 |  | Preservation of Inventory Items & Parts | CENPRI Warehouse | WHR20-1484-CNPR | Donna Gellada | 0 | 5 | 100 | Orig.: 100.00 pc/s | pc/s | A | Plastic, Resealable, #10 | 0 | 0 | 12.16.2020 - Delivered DR# 2123-CNPR | Fully Delivered | Nov 11, 2020 | WHR-342-2020
|  | 2020-10-28 |  | Preservation of Inventory Items & Parts | CENPRI Warehouse | WHR20-1484-CNPR | Donna Gellada | 0 | 6 | 100 | Orig.: 100.00 pc/s | pc/s | A | Plastic, Resealable, #12 | 0 | 0 | 12.16.2020 - Delivered DR# 2123-CNPR | Fully Delivered | Nov 11, 2020 | WHR-342-2020
|  | 2020-11-03 | Manila/Bacolod | Upgrading of Plant Existing Auxiliary GenSet for Total Heater Load Capacities | Auxiliary GenSet | EIC20-1485-CNPR | Rey D. Argawanon | 0 | 1 | 1 |  | unit |  | Generator Set Prime Mover: Cummin Engine Generator Type: Synchronous Model: Standard Voltage Rating: 460 Volts AC, 60Hz kVA Rating: 1500 Power Factor: 0.8 Phase: 3 Rating: Continuos Frame: Skid Mounted with Soundproof Controller: - Equip with auto and manual operation (Deep sea controller) - With engine and generator protection for trip and alarm function / indication Note: Unit shall be tested for Load Bank Test at 100% Load Capacity | 0 | 0 | For RFQ | Pending | Dec 18, 2020 | PR-344-2020
|  | 2020-11-03 |  | PPE for New Employee | Charles Alvior Jr. | HAS20-1486-CNPR | Ricky Diaz Madeja | 0 | 1 | 1 |  | Pc |  | 3M REUSABLE EAR PLUG WITH CASE NRR 25db | 0 | 0 | For RFQ | Pending | Nov 10, 2020 | PR-345-2020
|  | 2020-11-03 |  | PPE for New Employee | Charles Alvior Jr. | HAS20-1486-CNPR | Ricky Diaz Madeja | 0 | 2 | 1 |  | Pair |  | Size:42 Mens High Cut Safety Shoes | 0 | 0 | For RFQ | Pending | Nov 10, 2020 | PR-345-2020
|  | 2020-11-03 |  | PPE for New Employee | Charles Alvior Jr. | HAS20-1486-CNPR | Ricky Diaz Madeja | 0 | 3 | 1 |  | Pc |  | Safety Hard Hat , ANSI ,Type 1 , Class E | 0 | 0 | For RFQ | Pending | Nov 10, 2020 | PR-345-2020
|  | 2020-11-06 | Manila/Bacolod | Use for Fuel Module #4 SCR Input | Fuel Module # 4 | EIC20-1487-CNPR | Rey D. Argawanon | 0 | 1 | 2 |  | pcs. |  | Temperature Controller Brand: TOHO electronics, Inc. , TTM-004-I-A 4 to 20mA DC - 600? maximum loop resistance | 0 | 0 | For RFQ | Pending | Nov 13, 2020 | PR-348-2020
|  | 2020-11-06 | Manila/Bacolod | Replacement Parts for Pullout SCR on Fuel Module #4 | Fuel Module #4 | EIC20-1488-CNPR | Rey D. Argawanon | 0 | 1 | 2 |  | pcs. |  | Diode, 1n4007 | 0 | 0 | For RFQ | Pending | Nov 13, 2020 | PR-349-2020
|  | 2020-11-06 | Manila/Bacolod | Replacement Parts for Pullout SCR on Fuel Module #4 | Fuel Module #4 | EIC20-1488-CNPR | Rey D. Argawanon | 0 | 2 | 2 |  | pcs. |  | Resistor, 33k?, 1W | 0 | 0 | For RFQ | Pending | Nov 10, 2020 | PR-349-2020
|  | 2020-11-06 | Manila/Bacolod | Replacement Parts for Pullout SCR on Fuel Module #4 | Fuel Module #4 | EIC20-1488-CNPR | Rey D. Argawanon | 0 | 3 | 2 |  | pcs. |  | Resistor, 220k?, 1W | 0 | 0 | For RFQ | Pending | Nov 10, 2020 | PR-349-2020
|  | 2020-11-06 | Manila/Bacolod | Replacement Parts for Pullout SCR on Fuel Module #4 | Fuel Module #4 | EIC20-1488-CNPR | Rey D. Argawanon | 0 | 4 | 2 |  | pcs. |  | Resistor, 51?, 1W | 0 | 0 | For RFQ | Pending | Nov 10, 2020 | PR-349-2020
|  | 2020-11-06 | Manila/Bacolod | Replacement Parts for Pullout SCR on Fuel Module #4 | Fuel Module #4 | EIC20-1488-CNPR | Rey D. Argawanon | 0 | 5 | 2 |  | pcs. |  | Mylar capacitor, E103M, 1kV | 0 | 0 | For RFQ | Pending | Nov 10, 2020 | PR-349-2020
|  | 2020-08-12 |  | Additional Air Conditioning Units | ECMG Office | HRS20-1490-CNPR | Eric D. Jabiniar | 0 | 1 | 2 |  | unit/s | A | Air Conditioner, Window Type, 2.0 Hp, Brand: Kolin | 0 | 0 | 11.20.2020 - Delivered DR# 2059-CNPR | Fully Delivered | Sep 16, 2020 | HR-263-2020
|  | 2020-11-09 | Manila/Bacolod | Electrical Additional Tool Accountability | EIC/Electrical Personnel | EIC20-1491-CNPR | Rey D. Argawanon | 0 | 1 | 1 |  | unit |  | Ladder, Aluminum Step Platform, Industrial, 10ft | 0 | 0 | For RFQ | Pending | Nov 16, 2020 | PR-351-2020
|  | 2020-11-11 |  | For Replacement of 1 Gal from ECMG used in Portable Disinfectant Tank, Clothes Hanger Stand ,Foot Bath | HSES | HAS20-1492-CNPR | Ricky Madeja | 14 | 1 | 1 |  | Gal. |  | Triton Metal Primer Red Oxide | 0 | 0 | For RFQ | Pending | Nov 23, 2020 | HR-352-2020
|  | 2020-11-11 |  | For Building Construction Repair Maintenance | Safety /Admin | HAS20-1493-CNPR | Ricky Madeja | 0 | 1 | 1 |  | pc |  | Multi Purpose Ladder 4x4 Aluminum , Extension Length:14.2Ft. Herringbone Height: 6.9Ft. | 0 | 0 | For RFQ | Pending | Feb 17, 2036 | HR-353-2020
|  | 2020-11-11 |  | Additional Materials for Modification of Pipelines During Transfer of Lube Oil Circulating Pumps From Sump to Ground Floor Level (Superseded PR-586-2019) | DG Units 1 - 5 | OPE20-1494-CNPR | Juanito Dagupan | 0 | 1 | 2 |  | lengths | A | Pipe, BI, Seamless, 1 1/2" Ø | 0 | 0 | AOQ Done - For TE 12.04.20 | Pending | Nov 21, 2020 | PR-355-2020
|  | 2020-11-11 |  | Additional Materials for Modification of Pipelines During Transfer of Lube Oil Circulating Pumps From Sump to Ground Floor Level (Superseded PR-586-2019) | DG Units 1 - 5 | OPE20-1494-CNPR | Juanito Dagupan | 0 | 2 | 20 |  | pcs |  | Elbow, 90°, BI, Seamless, 1 1/2" | 0 | 0 | For RFQ | Pending | Nov 21, 2020 | PR-355-2020
|  | 2020-11-11 |  | Additional Materials for Modification of Pipelines During Transfer of Lube Oil Circulating Pumps From Sump to Ground Floor Level (Superseded PR-586-2019) | DG Units 1 - 5 | OPE20-1494-CNPR | Juanito Dagupan | 10 | 3 | 12 |  | pcs |  | Flange, Slip-on, BI, Class 150, 1 1/2" | 0 | 0 | For RFQ | Pending | Nov 21, 2020 | PR-355-2020
|  | 2020-11-16 | 44149 | 69kV Substation | UOM | Rey D. Argawanon20-1495-CNPR | 1 | 0 | 1 | 1 |  | gal. |  | Enamel Paint, Color: White | 0 | 0 | change PR No 11.23.20 | Cancelled | Nov 23, 2020
|  | 2020-11-16 | 44149 | 69kV Substation | UOM | Rey D. Argawanon20-1495-CNPR | 1 | 12 | 2 | 2 |  | gal. |  | Paint Thinner | 0 | 0 | change PR No 11.23.20 | Cancelled | Nov 23, 2020
|  | 2020-11-16 | 44149 | 69kV Substation | UOM | Rey D. Argawanon20-1495-CNPR | 1 | 0 | 3 | 8 |  | pcs. |  | Paint brush, 1 1/2" | 0 | 0 | change PR No 11.23.20 | Cancelled | Nov 23, 2020
|  | 2020-11-16 | 44149 | 69kV Substation | UOM | Rey D. Argawanon20-1495-CNPR | 1 | 17 | 4 | 1 |  | gal. |  | Turco rust converter | 0 | 0 | change PR No 11.23.20 | Cancelled | Nov 23, 2020
|  | 2020-11-16 | 44149 | 69kV Substation | UOM | Rey D. Argawanon20-1495-CNPR | 1 | 12 | 5 | 4 |  | pcs. |  | Steel brush | 0 | 0 | change PR No 11.23.20 | Cancelled | Nov 23, 2020
|  | 2020-11-16 | 44149 | 69kV Substation | UOM | Rey D. Argawanon20-1496-CNPR | 1 | 0 | 1 | 1 |  | gal. |  | Enamel Paint, Color: White | 0 | 0 | change PR#- indicate the name of requestor 11.23.20 | Cancelled | Nov 23, 2020
|  | 2020-11-16 | 44149 | 69kV Substation | UOM | Rey D. Argawanon20-1496-CNPR | 1 | 12 | 2 | 2 |  | gal. |  | Paint Thinner | 0 | 0 | change PR#- indicate the name of requestor 11.23.20 | Cancelled | Nov 23, 2020
|  | 2020-11-16 | 44149 | 69kV Substation | UOM | Rey D. Argawanon20-1496-CNPR | 1 | 0 | 3 | 8 |  | pcs. |  | Paint brush, 1 1/2" | 0 | 0 | change PR#- indicate the name of requestor 11.23.20 | Cancelled | Nov 23, 2020
|  | 2020-11-16 | 44149 | 69kV Substation | UOM | Rey D. Argawanon20-1496-CNPR | 1 | 17 | 4 | 1 |  | gal. |  | Turco rust converter | 0 | 0 | change PR#- indicate the name of requestor 11.23.20 | Cancelled | Nov 23, 2020
|  | 2020-11-16 | 44149 | 69kV Substation | UOM | Rey D. Argawanon20-1496-CNPR | 1 | 12 | 5 | 4 |  | pcs. |  | Steel brush | 0 | 0 | change PR#- indicate the name of requestor 11.23.20 | Cancelled | Nov 23, 2020
|  | 2020-11-16 |  | Replacement of Worn-out / Damaged Engine-Driven Fire Pump Starting Motor | Plant Fire Fighting Equipment | OPE20-1497-CNPR | Godfrey S. E. Samano | 0 | 1 | 1 |  | unit |  | B Series Sarting Motor, Starter Manufacturer : Delco - Remy, Starter Model : 28MT, Starter Mount Prov.: SAE#1 - 3 Bolt 90 Deg, Starter Style: Barrel, Pinion Gear Pitch: 10/12, For Clutch Type: Dry, Starter Voltage: 24V, With Heat Shield: No, Flange Thickness: 13 mm, Type: 171 | 0 | 0 | For RFQ | Pending | Nov 27, 2020 | PR-357-2020
|  | 2020-11-17 | Manila/Bacolod | Pre Construction Requirements for Ladies Dorm | Ladies Dorm | SPE20-1498-CNPR | Iris J. Sixto | 0 | 1 | 1 |  | pcs | A | Safety, Breaker 40 amps | 0 | 0 | 12.03.2020 - Delivered DR# 2085-CNPR | Fully Delivered | Nov 19, 2020 | FR-358-2020
|  | 2020-11-16 | Bacolod | Replacement of Worn Out Blade of Circular Saw | Warehouse | WHC20-1499-CNPR | Stephen Jardinico | 0 | 1 | 1 |  | pc |  | Circular Saw Blade, Brand: Makita, Model: 5008MGJ, Blade Diameter: 210mm | 0 | 0 | For RFQ | Pending | Dec 1, 2020 | WHR-359-2020
|  | 2020-11-18 |  | Replacement of Worn Out Electrical Device in Warehouse | Safety /Admin | HAS20-1500-CNPR | Ricky D. Madeja | 0 | 1 | 5 |  | pcs |  | Two Gang Convenience Universal Outlet Flush Type Electrical Device | 0 | 0 | For RFQ | Pending | Nov 23, 2020
|  | 2020-11-18 |  | Replacement of Worn Out Electrical Device in Warehouse | Safety /Admin | HAS20-1500-CNPR | Ricky D. Madeja | 0 | 2 | 3 |  | pcs |  | Power Plug (power male plug) | 0 | 0 | For RFQ | Pending | Nov 23, 2020
|  | 2020-11-18 |  | Replacement of Worn Out Electrical Device in Warehouse | Safety /Admin | HAS20-1500-CNPR | Ricky D. Madeja | 5 | 3 | 1 |  | pc |  | Electrical Tape (big) | 0 | 0 | For RFQ | Pending | Nov 23, 2020
|  | 2020-11-14 | Manila/Bacolod | Repainting of Substation Fence | 69kV Substation | EIC20-1501-CNPR | Rey D. Argawanon | 0 | 1 | 3 |  | gal. | A | Enamel Paint, Color: Medium Gray, (4 liters/ 1 gal.) | 0 | 0 | 12.16.2020 - Delivered DR# 2114-CNPR | Fully Delivered | Nov 21, 2020 | PR-356-2020
|  | 2020-11-14 | Manila/Bacolod | Repainting of Substation Fence | 69kV Substation | EIC20-1501-CNPR | Rey D. Argawanon | 0 | 2 | 1 |  | gal. | A | Enamel Paint, Color: White | 0 | 0 | 12.18.2020 - Delivered DR# 2113-CNPR | Fully Delivered | Nov 23, 2020 | PR-356-2020
|  | 2020-11-14 | Manila/Bacolod | Repainting of Substation Fence | 69kV Substation | EIC20-1501-CNPR | Rey D. Argawanon | 12 | 3 | 2 |  | gal. | C | Paint Thinner | 0 | 0 | 12.15.2020 - Delivered DR# 2117-CNPR | Fully Delivered | Nov 23, 2020 | PR-356-2020
|  | 2020-11-14 | Manila/Bacolod | Repainting of Substation Fence | 69kV Substation | EIC20-1501-CNPR | Rey D. Argawanon | 0 | 4 | 8 |  | pcs. | C | Paint brush, 1 1/2" | 0 | 0 | 12.15.2020 - Delivered DR# 2117-CNPR | Fully Delivered | Nov 23, 2020 | PR-356-2020
|  | 2020-11-14 | Manila/Bacolod | Repainting of Substation Fence | 69kV Substation | EIC20-1501-CNPR | Rey D. Argawanon | 17 | 5 | 1 |  | gal. | A | Turco rust converter | 0 | 0 | 12.16.2020 - Delivered DR# 2114-CNPR | Fully Delivered | Nov 23, 2020 | PR-356-2020
|  | 2020-11-14 | Manila/Bacolod | Repainting of Substation Fence | 69kV Substation | EIC20-1501-CNPR | Rey D. Argawanon | 12 | 6 | 4 |  | pcs. | D | Steel brush | 0 | 0 | 12.18.2020 - Delivered DR# 2116-CNPR | Fully Delivered | Nov 23, 2020 | PR-356-2020
|  | 2020-11-26 | Bacolod | Replacement of defective parts | Grass Cutter | WHC20-1502-CNPR | Stephen Jardinico | 0 | 1 | 1 | Orig.: 1.00 unit | unit | A | Recoil Starter, (as per sample) | 0 | 0 | 12.09.2020 - Delivered DR# 2096-CNPR | Fully Delivered | Nov 26, 2020 | WHR-368-2020
|  | 2020-11-26 | Bacolod | Replacement of defective parts | Grass Cutter | WHC20-1502-CNPR | Stephen Jardinico | 0 | 2 | 1 | Orig.: 1.00 assembly | assembly | A | Carburetor with complete accelerator cable, (as per sample) | 0 | 0 | 12.09.2020 - Delivered DR# 2095-CNPR 12.09.2020 - Delivered DR# 2095-CNPR 12.09.2020 - Delivered DR# 2095-CNPR | Fully Delivered | Nov 26, 2020 | WHR-368-2020
|  | 2020-11-18 | Manila/Bacolod | Local Panel Main Switch for 230V, 125 & 24VDC Control Circuit | Engine # 4 Local Panel | EIC20-1503-CNPR | Rey D. Argawanon | 0 | 1 | 1 |  | piece |  | Enclosed Non Fused Isolator Switch, 6 Pole, NO, 40A, 11 kW, 15kW, IP66, IP67, Part Number: KG41B T206/GBA320 *KL1V. Manufacturer: Kraus & Nalmer. RS Stock No.: 828-5287 | 0 | 0 | For RFQ | Pending | Nov 27, 2020 | PR-360-2020
|  | 2020-11-18 | Manila/Bacolod | Replacement of Busted Fluorescent Tube for Switchgear / Control Room | Switchgear / Control Room | EIC20-1505-CNPR | Rey D. Argawanon | 0 | 1 | 10 |  | Tubes | A | Fluorescent Tube T8, Brand: GE, Specs: F36W/6500k, 36 watts, Day light | 0 | 0 | 01.28.2021 - Delivered DR# 2346-CNPR | Fully Delivered | Nov 27, 2020 | PR-362-2020
|  | 2020-11-18 | Manila/Bacolod | Replacement of Busted Fluorescent Tube for Switchgear / Control Room | Switchgear / Control Room | EIC20-1505-CNPR | Rey D. Argawanon | 0 | 2 | 10 |  | pcs. | B | Starter Switch, 220-240V, 30-40W | 0 | 0 | 01.28.2021 - Delivered DR# 2347-CNPR | Fully Delivered | Nov 27, 2020 | PR-362-2020
|  | 2020-11-16 |  | Replacement Parts for Crankcase Door | DG Unit 4 | MAI20-1506-CNPR | Ruel Beato | 0 | 1 | 1 |  | pc |  | Packing Gasket | 0 | 0 | For RFQ | Pending | Nov 20, 2020 | PR-363-2020
|  | 2020-11-13 |  | Replacement Parts for Reconditioning of Fuel Injection Pump | Pielstick Units - DG Unit 4 and Unit 5 | MAI20-1507-CNPR | Ruel Beato | 0 | 1 | 3 |  | pcs |  | O-ring for Pump Head | 0 | 0 | For RFQ | Pending | Nov 13, 2020 | PR-364-2020
|  | 2020-11-13 |  | Replacement Parts for Reconditioning of Fuel Injection Pump | Pielstick Units - DG Unit 4 and Unit 5 | MAI20-1507-CNPR | Ruel Beato | 0 | 2 | 3 |  | pcs |  | O-ring for Pump Barrel | 0 | 0 | For RFQ | Pending | Nov 13, 2020 | PR-364-2020
|  | 2020-11-13 |  | Replacement Parts for Reconditioning of Fuel Injection Pump | Pielstick Units - DG Unit 4 and Unit 5 | MAI20-1507-CNPR | Ruel Beato | 0 | 3 | 1 |  | pcs |  | Plunger (Reconditioned) | 0 | 0 | For RFQ | Pending | Nov 13, 2020 | PR-364-2020
|  | 2020-11-13 |  | Replacement Parts for Reconditioning of Fuel Injection Pump | Pielstick Units - DG Unit 4 and Unit 5 | MAI20-1507-CNPR | Ruel Beato | 0 | 4 | 1 |  | pcs |  | Barrel (Reconditioned) | 0 | 0 | For RFQ | Pending | Nov 13, 2020 | PR-364-2020
|  | 2020-11-13 |  | Replacement Parts for Reconditioning of Fuel Injection Pump | Pielstick Units - DG Unit 4 and Unit 5 | MAI20-1507-CNPR | Ruel Beato | 0 | 5 | 1 |  | pcs |  | Delivery Valve Piece | 0 | 0 | For RFQ | Pending | Nov 13, 2020 | PR-364-2020
|  | 2020-11-13 |  | Replacement Parts for Reconditioning of Fuel Injection Pump | Pielstick Units - DG Unit 4 and Unit 5 | MAI20-1507-CNPR | Ruel Beato | 0 | 6 | 2 |  | pcs |  | Delivery Valve | 0 | 0 | For RFQ | Pending | Nov 13, 2020 | PR-364-2020
|  | 2020-11-13 |  | Replacement Parts for Reconditioning of Fuel Injection Pump | Pielstick Units - DG Unit 4 and Unit 5 | MAI20-1507-CNPR | Ruel Beato | 0 | 7 | 2 |  | pcs |  | Delivery Valve Spring | 0 | 0 | For RFQ | Pending | Nov 13, 2020 | PR-364-2020
|  | 2020-11-13 |  | Replacement Parts for Reconditioning of Fuel Injection Pump | Pielstick Units - DG Unit 4 and Unit 5 | MAI20-1507-CNPR | Ruel Beato | 0 | 8 | 2 |  | pcs |  | Valve for Indicator Valve Stem | 0 | 0 | For RFQ | Pending | Nov 13, 2020 | PR-364-2020
|  | 2020-11-20 |  | Replacement Parts for Cylinder Head Water Inlet & Outlet Connection | DG Unit 5 | MAI20-1508-CNPR | Ruel Beato | 0 | 1 | 4 |  | pcs |  | O-Ring | 0 | 0 | For RFQ | Pending | Nov 20, 2020 | PR-365-2020
|  | 2020-11-20 |  | Replacement Parts for Cylinder Head Water Inlet & Outlet Connection | DG Unit 5 | MAI20-1508-CNPR | Ruel Beato | 0 | 2 | 4 |  | pcs |  | Packing | 0 | 0 | For RFQ | Pending | Nov 20, 2020 | PR-365-2020
|  | 2020-11-20 |  | Replacement Parts for Cylinder Head Water Inlet & Outlet Connection | DG Unit 5 | MAI20-1508-CNPR | Ruel Beato | 0 | 3 | 3 |  | pcs |  | O-Ring | 0 | 0 | For RFQ | Pending | Nov 20, 2020 | PR-365-2020
|  | 2020-11-20 |  | Replacement Parts for Cylinder Head Water Inlet & Outlet Connection | DG Unit 5 | MAI20-1508-CNPR | Ruel Beato | 0 | 4 | 6 |  | pcs |  | Washer | 0 | 0 | For RFQ | Pending | Nov 20, 2020 | PR-365-2020
|  | 2020-11-21 | Manila/Bacolod | Exciter Field Isolator Device Connection with AVR | DG # 5 Exciter Field | EIC20-1509-CNPR | Rey D. Argawanon | 0 | 1 | 1 |  | piece |  | Magnetic Contractor Schneider Electric, LC1D09BD Ratings: 9A, 24Vdc coil, TeSys D, 3NO, 4kW | 0 | 0 | For RFQ | Pending | Dec 1, 2020 | PR-366-2020
|  | 2020-11-24 | Manila/Bacolod | Fabrication of Window Type Aircon Cage for ECMG Office | ECMG Office | SPE20-1510-CNPR | Iris J. Sixto | 0 | 1 | 4 | Orig.: 4.00 lengths | lengths | BO | Bars, Angle, 1-1/2x 3/16 | 0 | 0 | 12.22.2020 - Delivered DR# 2198-CNPR | Fully Delivered | Dec 4, 2020 | FR-367-2020
|  | 2020-11-24 | Manila/Bacolod | Fabrication of Window Type Aircon Cage for ECMG Office | ECMG Office | SPE20-1510-CNPR | Iris J. Sixto | 0 | 2 | 8 |  | pcs | CM | Bolt, expansion,1/2 | 0 | 0 | 12.19.2020 - Delivered DR# 2180-CNPR | Fully Delivered | Dec 4, 2020 | FR-367-2020
|  | 2020-11-24 | Manila/Bacolod | Fabrication of Window Type Aircon Cage for ECMG Office | ECMG Office | SPE20-1510-CNPR | Iris J. Sixto | 0 | 3 | 12 |  | pcs | PR | Srew w/ tox, 3/16 dia. | 0 | 0 | 12.22.2020 - Delivered DR# 2187-CNPR | Fully Delivered | Dec 4, 2020 | FR-367-2020
|  | 2020-11-24 | Manila/Bacolod | Fabrication of Window Type Aircon Cage for ECMG Office | ECMG Office | SPE20-1510-CNPR | Iris J. Sixto | 0 | 4 | 1 |  | pc | QP | Bit, Masonry,1/4 | 0 | 0 | 12.28.2020 - Delivered DR# 2216-CNPR | Fully Delivered | Dec 4, 2020 | FR-367-2020
|  | 2020-11-24 | Manila/Bacolod | Fabrication of Window Type Aircon Cage for ECMG Office | ECMG Office | SPE20-1510-CNPR | Iris J. Sixto | 0 | 5 | 1 |  | pc | PR | Bit,Masonry,3/4 | 0 | 0 | 12.22.2020 - Delivered DR# 2187-CNPR | Fully Delivered | Dec 4, 2020 | FR-367-2020
|  | 2020-11-24 | Manila/Bacolod | Fabrication of Window Type Aircon Cage for ECMG Office | ECMG Office | SPE20-1510-CNPR | Iris J. Sixto | 45 | 6 | 2 |  | kgs |  | Rods,Welding,6011 | 0 | 0 | re upload new PR superseded by PR No. POPE20-1522-CNPR 12.15.20 | Cancelled | Dec 4, 2020 | FR-367-2020
|  | 2020-11-24 | Manila/Bacolod | Fabrication of Window Type Aircon Cage for ECMG Office | ECMG Office | SPE20-1510-CNPR | Iris J. Sixto | 82 | 7 | 2 |  | pcs | C | Disc,Cutting,4" | 0 | 0 | 12.22.2020 - Delivered DR# 2172-CNPR | Fully Delivered | Dec 4, 2020 | FR-367-2020
|  | 2020-11-24 | Manila/Bacolod | Fabrication of Window Type Aircon Cage for ECMG Office | ECMG Office | SPE20-1510-CNPR | Iris J. Sixto | 14 | 8 | 1 |  | liter | H | Paint,Red lead | 0 | 0 | 12.19.2020 - Delivered DR# 2182-CNPR | Fully Delivered | Dec 4, 2020 | FR-367-2020
|  | 2020-11-24 | Manila/Bacolod | Fabrication of Window Type Aircon Cage for ECMG Office | ECMG Office | SPE20-1510-CNPR | Iris J. Sixto | 12 | 9 | 2 | Orig.: 2.00 bottles | bottles | CM | Paint,Thinner | 0 | 0 | 12.19.2020 - Delivered DR# 2181-CNPR | Fully Delivered | Dec 4, 2020 | FR-367-2020
|  | 2020-11-24 | Manila/Bacolod | Fabrication of Window Type Aircon Cage for ECMG Office | ECMG Office | SPE20-1510-CNPR | Iris J. Sixto | 0 | 10 | 2 |  | pcs | PR | Pvc, Elbow, 45deg.3/4dia | 0 | 0 | 12.19.2020 - Delivered DR# 2188-CNPR | Fully Delivered | Dec 4, 2020 | FR-367-2020
|  | 2020-11-24 | Manila/Bacolod | Fabrication of Window Type Aircon Cage for ECMG Office | ECMG Office | SPE20-1510-CNPR | Iris J. Sixto | 0 | 11 | 9 |  | pcs | PR | Pvc, Elbow,90deg.3/4dia. | 0 | 0 | 12.18.2020 - Delivered DR# 2186-CNPR | Fully Delivered | Dec 4, 2020 | FR-367-2020
|  | 2020-11-24 | Manila/Bacolod | Fabrication of Window Type Aircon Cage for ECMG Office | ECMG Office | SPE20-1510-CNPR | Iris J. Sixto | 0 | 12 | 5 |  | lengths | PR | Pvc,Pipe, 3/4dia. | 0 | 0 | 12.18.2020 - Delivered DR# 2186-CNPR | Fully Delivered | Dec 4, 2020 | FR-367-2020
|  | 2020-11-24 | Manila/Bacolod | Fabrication of Window Type Aircon Cage for ECMG Office | ECMG Office | SPE20-1510-CNPR | Iris J. Sixto | 0 | 13 | 1 |  | can | D | Solvent,Pvc,100ml. | 0 | 0 | 12.22.2020 - Delivered DR# 2173-CNPR | Fully Delivered | Dec 4, 2020 | FR-367-2020
|  | 2020-11-24 | Manila/Bacolod | Fabrication of Window Type Aircon Cage for ECMG Office | ECMG Office | SPE20-1510-CNPR | Iris J. Sixto | 0 | 14 | 20 |  | pcs | PR | Clamp,Pvc, 3/4 | 0 | 0 | 12.19.2020 - Delivered DR# 2188-CNPR | Fully Delivered | Dec 4, 2020 | FR-367-2020
|  | 2020-11-24 | Manila/Bacolod | Fabrication of Window Type Aircon Cage for ECMG Office | ECMG Office | SPE20-1510-CNPR | Iris J. Sixto | 9 | 15 | 1 |  | pc | CM | Brush,Paint,2" | 0 | 0 | 12.19.2020 - Delivered DR# 2180-CNPR | Fully Delivered | Dec 4, 2020 | FR-367-2020
|  | 2020-11-24 | Manila/Bacolod | Fabrication of Window Type Aircon Cage for ECMG Office | ECMG Office | SPE20-1510-CNPR | Iris J. Sixto | 18 | 16 | 1 |  | pc | F | Brush,Steel | 0 | 0 | 12.19.2020 - Delivered DR# 2175-CNPR | Fully Delivered | Dec 4, 2020 | FR-367-2020
|  | 2020-08-20 |  | Installation of Flow Switch at Raw Water Line | DG Units 1 - 5 | OPE20-1511-CNPR | Godfrey E. Samano | 0 | 1 | 5 |  | pcs | A | Coupling, Stainless Steel, 1" NPT x 1 1/2" | 0 | 0 | 12.05.2020 - Delivered DR# 2092-CNPR | Fully Delivered | Aug 31, 2020 | PR-257-2020
|  | 2020-08-20 |  | Installation of Flow Switch at Raw Water Line | DG Units 1 - 5 | OPE20-1511-CNPR | Godfrey E. Samano | 0 | 2 | 2 |  | kgs |  | Welding Electrode, Stainless Steel, 3/32" x 12" | 0 | 0 | Delivered by MNL. DR# 1114-CNPR-MNL. Supplier: Electroweld Manufacturing Corp. 01.07.21 | Cancelled | Aug 31, 2020 | PR-257-2020
|  | 2020-11-26 |  | Operations and Maintenance Consumables | Running Units | OPE20-1512-CNPR | Alona T. Arroyo | 46 | 1 | 20 |  | liters | A | Diesel Oil | 0 | 0 | 12.18.2020 - Delivered DR# 2164-CNPR | Fully Delivered | Nov 16, 2020 | PR-369-2020
|  | 2020-11-26 |  | Operations and Maintenance Consumables | Running Units | OPE20-1512-CNPR | Alona T. Arroyo | 55 | 2 | 20 |  | liters | A | Kerosene | 0 | 0 | 12.18.2020 - Delivered DR# 2164-CNPR | Fully Delivered | Nov 16, 2020 | PR-369-2020
|  | 2020-11-26 |  | Operations and Maintenance Consumables | Running Units | OPE20-1512-CNPR | Alona T. Arroyo | 3 | 3 | 1 |  | cylinder | G | Acetylene | 0 | 0 | 12.26.2020 - Delivered DR# 2204-CNPR | Fully Delivered | Nov 16, 2020 | PR-369-2020
|  | 2020-11-26 |  | Operations and Maintenance Consumables | Running Units | OPE20-1512-CNPR | Alona T. Arroyo | 8 | 4 | 2 |  | cylinders | H | Oxygen | 0 | 0 | 12.26.2020 - Delivered DR# 2205-CNPR | Fully Delivered | Nov 16, 2020 | PR-369-2020
|  | 2020-11-26 |  | Operations and Maintenance Consumables | Running Units | OPE20-1512-CNPR | Alona T. Arroyo | 16 | 5 | 2 |  | cans | B | Penetrant, Multi Use, WD-40, Net Content: 382 mL / 311G / 12.9 FL.OZ | 0 | 0 | 12.19.2020 - Delivered DR# 2200-CNPR | Fully Delivered | Nov 16, 2020 | PR-369-2020
|  | 2020-11-26 |  | Operations and Maintenance Consumables | Running Units | OPE20-1512-CNPR | Alona T. Arroyo | 1 | 6 | 2 |  | cont. | C | Grease, Multi Purpose, 500 grams | 0 | 0 | 12.22.2020 - Delivered DR# 2199-CNPR | Fully Delivered | Nov 16, 2020 | PR-369-2020
|  | 2020-11-26 |  | Operations and Maintenance Consumables | Running Units | OPE20-1512-CNPR | Alona T. Arroyo | 43 | 7 | 10 |  | kgs | C | Electrode, Welding, E6011, 1/8" x 12" | 0 | 0 | 12.22.2020 - Delivered DR# 2199-CNPR | Fully Delivered | Nov 16, 2020 | PR-369-2020
|  | 2020-11-26 |  | Operations and Maintenance Consumables | Running Units | OPE20-1512-CNPR | Alona T. Arroyo | 54 | 8 | 10 |  | kgs | C | Electrode, Welding, E6013, 1/8" x 12" | 0 | 0 | 12.22.2020 - Delivered DR# 2199-CNPR | Fully Delivered | Nov 16, 2020 | PR-369-2020
|  | 2020-11-26 |  | Operations and Maintenance Consumables | Running Units | OPE20-1512-CNPR | Alona T. Arroyo | 5 | 9 | 1 |  | pcs | C | Glass, Dark , #10 | 0 | 0 | 12.22.2020 - Delivered DR# 2199-CNPR | Fully Delivered | Sep 14, 2020 | PR-369-2020
|  | 2020-11-26 |  | Operations and Maintenance Consumables | Running Units | OPE20-1512-CNPR | Alona T. Arroyo | 80 | 10 | 25 |  | pcs | C | Disc, Cutting, 4" x 3/32" x 5/8" (Tyrolit 41 A30Q-BF) | 0 | 0 | 12.22.2020 - Delivered DR# 2199-CNPR | Fully Delivered | Nov 16, 2020 | PR-369-2020
|  | 2020-11-26 |  | Operations and Maintenance Consumables | Running Units | OPE20-1512-CNPR | Alona T. Arroyo | 5 | 11 | 2 |  | pcs | D | Blade, Hacksaw, HSS, 300mm/12", 18 TPI | 0 | 0 | 12.19.2020 - Delivered DR# 2201-CNPR | Fully Delivered | Nov 16, 2020 | PR-369-2020
|  | 2020-11-26 |  | Operations and Maintenance Consumables | Running Units | OPE20-1512-CNPR | Alona T. Arroyo | 15 | 12 | 10 |  | pcs | K | Paper, Abrasive, Grit 1000 - Creston Silicon Carbide Abrasive Paper | 0 | 0 | 12.28.2020 - Delivered DR# 2212-CNPR | Fully Delivered | Nov 16, 2020 | PR-369-2020
|  | 2020-11-26 |  | Operations and Maintenance Consumables | Running Units | OPE20-1512-CNPR | Alona T. Arroyo | 14 | 13 | 10 |  | pcs | K | Paper, Abrasive, Grit 120 - Creston Silicon Carbide Abrasive Paper | 0 | 0 | 12.28.2020 - Delivered DR# 2212-CNPR | Fully Delivered | Nov 16, 2020 | PR-369-2020
|  | 2020-11-26 |  | Operations and Maintenance Consumables | Running Units | OPE20-1512-CNPR | Alona T. Arroyo | 5 | 14 | 5 |  | pcs | J | Bulb, LED, Daylight, 35 Watts, Input Voltage: AC 180-265V 50/60 Hz | 0 | 0 | 12.26.2020 - Delivered DR# 2208-CNPR | Fully Delivered | Nov 16, 2020 | PR-369-2020
|  | 2020-11-26 |  | Operations and Maintenance Consumables | Running Units | OPE20-1512-CNPR | Alona T. Arroyo | 70 | 15 | 25 |  | pairs | E | Gloves, Knitted Cotton | 0 | 0 | 12.19.2020 - Delivered DR# 2202-CNPR 12.23.2020 - Delivered DR# 2203-CNPR | Fully Delivered | Nov 16, 2020 | PR-369-2020
|  | 2020-11-26 |  | Operations and Maintenance Consumables | Running Units | OPE20-1512-CNPR | Alona T. Arroyo | 57 | 16 | 10 |  | kgs | F | Rags, Cotton | 0 | 0 | For RFQ | Pending | Nov 16, 2020 | PR-369-2020
|  | 2020-11-26 |  | Operations and Maintenance Consumables | Running Units | OPE20-1512-CNPR | Alona T. Arroyo | 0 | 17 | 10 |  | pcs |  | Bag, Garbage, Medium | 0 | 0 | For RFQ | Pending | Nov 16, 2020 | PR-369-2020
|  | 2020-11-26 |  | Installation of Manometer for Charged Air Cooler | DG Unit 4 and 5 | MAI20-1513-CNPR | Ruel Beato | 0 | 1 | 20 |  | meters |  | Hose, Chemical, Superflex, 150 PSI, 3/8" diameter | 0 | 0 | For RFQ | Pending | Dec 4, 2020 | PR-370-2020
|  | 2020-11-26 |  | Installation of Manometer for Charged Air Cooler | DG Unit 4 and 5 | MAI20-1513-CNPR | Ruel Beato | 0 | 2 | 10 |  | pcs |  | Fitting, Tube, 1/2" NPT male thread x 3/8" Tube outside diameter, with nut and perrule set | 0 | 0 | For RFQ | Pending | Dec 4, 2020 | PR-370-2020
|  | 2020-11-26 |  | Installation of Manometer for Charged Air Cooler | DG Unit 4 and 5 | MAI20-1513-CNPR | Ruel Beato | 0 | 3 | 20 |  | pcs |  | Clamp, Hose, Screw band worm drive, Stainless steel, 3/8" | 0 | 0 | For RFQ | Pending | Dec 4, 2020 | PR-370-2020
|  | 2020-11-26 |  | Installation of Manometer for Charged Air Cooler | DG Unit 4 and 5 | MAI20-1513-CNPR | Ruel Beato | 0 | 4 | 12 |  | pcs |  | Bolt, Hex head, Stainless steel, 4mm x 40mm with nut and lock washer | 0 | 0 | For RFQ | Pending | Dec 4, 2020 | PR-370-2020
|  | 2020-11-27 | Manila/Bacolod | For Two (2) window type AC frame support at Control Room | ACU at Control Room | FR20-1514-CNPR | Charles E. Alvior Jr. | 0 | 1 | 5 | Orig.: 5.00 lengths | lengths | A | Angle bar, MS, 2"x2"x3/16"thk x 6m long | 0 | 0 | 12.04.2020 - Delivered DR# 2107-CNPR | Fully Delivered | Dec 2, 2020 | FR-371-2020
|  | 2020-11-27 | Manila/Bacolod | For Two (2) window type AC frame support at Control Room | ACU at Control Room | FR20-1514-CNPR | Charles E. Alvior Jr. | 0 | 2 | 1 |  | length | A | MS C-channel bar, 2"x4"x5mm/7mm thk x 20' long | 0 | 0 | 12.07.2020 - Delivered DR# 2103-CNPR | Fully Delivered | Dec 2, 2020 | FR-371-2020
|  | 2020-11-27 | Manila/Bacolod | For Two (2) window type AC frame support at Control Room | ACU at Control Room | FR20-1514-CNPR | Charles E. Alvior Jr. | 43 | 3 | 5 |  | kgs | B | Welding rod, 1/8" x E6011 | 0 | 0 | Used O&M stocks for this activity. Confirmed by Ms. Alona 12.15.20 | Cancelled | Dec 2, 2020 | FR-371-2020
|  | 2020-11-27 | Manila/Bacolod | For Two (2) window type AC frame support at Control Room | ACU at Control Room | FR20-1514-CNPR | Charles E. Alvior Jr. | 80 | 4 | 6 |  | pcs | C | Cutting Disc 4" | 0 | 0 | Used O&M stocks for this activity. Confirmed by Ms. Alona. 12.15.20 | Cancelled | Dec 2, 2020 | FR-371-2020
|  | 2020-11-27 | Manila/Bacolod | For Two (2) window type AC frame support at Control Room | ACU at Control Room | FR20-1514-CNPR | Charles E. Alvior Jr. | 53 | 5 | 3 |  | pcs |  | Grinding Disc 4" | 0 | 0 | use warehouse stocks 12.02.20 | Cancelled | Dec 2, 2020 | FR-371-2020
|  | 2020-11-27 | Manila/Bacolod | For Two (2) window type AC frame support at Control Room | ACU at Control Room | FR20-1514-CNPR | Charles E. Alvior Jr. | 12 | 6 | 1 |  | pc | D | Cutting Disc 14" | 0 | 0 | Used O&M stocks for this activity. 12.15.20 | Cancelled | Dec 2, 2020 | FR-371-2020
|  | 2020-11-27 | Manila/Bacolod | For Two (2) window type AC frame support at Control Room | ACU at Control Room | FR20-1514-CNPR | Charles E. Alvior Jr. | 0 | 7 | 4 |  | pcs | F | Expansion bolt 8mm x 100 long, Fixing hole 8mm | 0 | 0 | Cancelled item in PR, End User Issue new PR for new specs. 12.09.20 | Cancelled | Dec 2, 2020 | FR-371-2020
|  | 2020-11-27 | Manila/Bacolod | For Two (2) window type AC frame support at Control Room | ACU at Control Room | FR20-1514-CNPR | Charles E. Alvior Jr. | 11 | 8 | 2 |  | qrts | F | Metal Primer paint, red oxide | 0 | 0 |  | PO Issued (2.00 qrts) | Dec 2, 2020 | FR-371-2020
|  | 2020-11-27 | Manila/Bacolod | For Two (2) window type AC frame support at Control Room | ACU at Control Room | FR20-1514-CNPR | Charles E. Alvior Jr. | 9 | 9 | 2 |  | pcs | G | Paint brush 2" | 0 | 0 | 12.18.2020 - Delivered DR# 2101-CNPR | Fully Delivered | Dec 2, 2020 | FR-371-2020
|  | 2020-11-27 | Manila/Bacolod | For Two (2) window type AC frame support at Control Room | ACU at Control Room | FR20-1514-CNPR | Charles E. Alvior Jr. | 11 | 10 | 2 |  | bolltes | F | Paint thinner | 0 | 0 |  | PO Issued (2.00 bolltes) | Dec 2, 2020 | FR-371-2020
|  | 2020-11-27 | Manila/Bacolod | For Two (2) window type AC frame support at Control Room | ACU at Control Room | FR20-1514-CNPR | Charles E. Alvior Jr. | 0 | 11 | 2 |  | pcs | I | Masonry drill bit 8mm dia, (same as expansion bolt outside dia) | 0 | 0 | Cancelled. Superseded by PR No. FR-377-2020. Changed Specs to 3/8" 12.09.20 | Cancelled | Dec 2, 2020 | FR-371-2020 | Cancelled. Superseded by PR No. FR-377-2020. Changed Specs to 3/8"
✓ |  | 2020-12-01 |  | Spare Parts for Pielstick Engine Units | DG Units 4 and 5 | OPE20-1515-CNPR | Godfrey S. E. Samano | 0 | 1 | 4 |  | assembly | A | Cylinder Head Complete (Includes: Head, Valve Box (Cage), Inlet + Exhaust Valves, Injector + Nozzle, Spring + Gutter) | 0 | 0 | -On Hold Date: 2021-02-23 11:22:10 -On Hold By: Jonah Benares | On-Hold | Dec 2, 2020 | PR-372-2020
|  | 2020-12-01 |  | Spare Parts for Pielstick Engine Units | DG Units 4 and 5 | OPE20-1515-CNPR | Godfrey S. E. Samano | 0 | 2 | 6 |  | units | A | Cylinder Head Bare and/with Valve Box / Cage | 0 | 0 |  | Delivered by sample | Dec 2, 2020 | PR-372-2020 -2021-02-23 - Tough Performance AutoWorkz -1.00 -21
|  | 2020-12-01 |  | Spare Parts for Pielstick Engine Units | DG Units 4 and 5 | OPE20-1515-CNPR | Godfrey S. E. Samano | 0 | 3 | 1 |  | unit | A | Cylinder Head Bare (without accessories) | 0 | 0 | -Recom By: Jonah Benares -Recom Date: Feb 15, 2021 To Feb 19, 2021 | For Recom | Dec 2, 2020 | PR-372-2020
|  | 2020-12-02 | Manila/Bacolod | Construction of Ladies Dorm | Ladies Dorm | SPE20-1516-CNPR | Iris J. Sixto | 42 | 1 | 8 |  | liters | A | Fuel, Diesel | 0 | 0 |  | PO Issued (8.00 liters) | Dec 4, 2020 | PR-375-2020
|  | 2020-12-02 | Manila/Bacolod | Construction of Ladies Dorm | Ladies Dorm | SPE20-1516-CNPR | Iris J. Sixto | 0 | 2 | 8 |  | liters | A | Fuel,Gasoline | 0 | 0 |  | PO Issued (8.00 liters) | Dec 4, 2020 | PR-375-2020
|  | 2020-12-02 | Manila/Bacolod | Construction of Ladies Dorm | Ladies Dorm | SPE20-1516-CNPR | Iris J. Sixto | 0 | 3 | 2 |  | sets | B | Welding Rod Holder 300amps | 0 | 0 | 12.18.2020 - Delivered DR# 2140-CNPR | Fully Delivered | Dec 4, 2020 | PR-375-2020
|  | 2020-12-09 | 44172 | TWO(2) ACU @ CONTROL ROOM | UOM | Charles E. Alvior Jr.20-1517-CNPR | 1 | 5 | 1 | 200 |  | pcs |  | Blind rivets 1/8"x 3/4" | 0 | 0 | Upload New PR 12.09.20 | Cancelled | Dec 9, 2020
|  | 2020-12-09 | 44172 | TWO(2) ACU @ CONTROL ROOM | UOM | Charles E. Alvior Jr.20-1517-CNPR | 1 | 32 | 2 | 2 |  | pcs |  | Drill bit 1/8", metal | 0 | 0 | Upload New PR 12.09.20 | Cancelled | Dec 9, 2020
|  | 2020-12-09 | 44172 | TWO(2) ACU @ CONTROL ROOM | UOM | Charles E. Alvior Jr.20-1517-CNPR | 1 | 0 | 3 | 4 |  | length |  | Metal stud 2"x4"x 0.6mm thk x 3m long | 0 | 0 | Upload New PR 12.09.20 | Cancelled | Dec 9, 2020
|  | 2020-12-09 | 44172 | TWO(2) ACU @ CONTROL ROOM | UOM | Charles E. Alvior Jr.20-1517-CNPR | 1 | 34 | 4 | 10 |  | pcs |  | Expansion bolt 3/8"x100mm long, | 0 | 0 | Upload New PR 12.09.20 | Cancelled | Dec 9, 2020
|  | 2020-12-09 | 44172 | TWO(2) ACU @ CONTROL ROOM | UOM | Charles E. Alvior Jr.20-1517-CNPR | 1 | 0 | 5 | 1 |  | pc |  | Masonry drill bit 3/8" | 0 | 0 | Upload New PR 12.09.20 | Cancelled | Dec 9, 2020
|  | 2020-12-07 | Manila/Bacolod | Additional consumable materials For two(2) window type AC frame support at Control Room | TWO(2) ACU @ CONTROL ROOM | HRS20-1518-CNPR | Charles E. Alvior Jr. | 0 | 1 | 2 |  | sheet |  | Fiber cement board 4'x8'x4.5mm thk | 0 | 0 | For RFQ | Pending | Dec 9, 2020 | FR-377-2020
|  | 2020-12-07 | Manila/Bacolod | Additional consumable materials For two(2) window type AC frame support at Control Room | TWO(2) ACU @ CONTROL ROOM | HRS20-1518-CNPR | Charles E. Alvior Jr. | 5 | 2 | 200 |  | pcs |  | Blind rivets 1/8"x 3/4" | 0 | 0 | For RFQ | Pending | Dec 9, 2020 | FR-377-2020
|  | 2020-12-07 | Manila/Bacolod | Additional consumable materials For two(2) window type AC frame support at Control Room | TWO(2) ACU @ CONTROL ROOM | HRS20-1518-CNPR | Charles E. Alvior Jr. | 32 | 3 | 2 |  | pcs |  | Drill bit 1/8", metal | 0 | 0 | For RFQ | Pending | Dec 9, 2020 | FR-377-2020
|  | 2020-12-07 | Manila/Bacolod | Additional consumable materials For two(2) window type AC frame support at Control Room | TWO(2) ACU @ CONTROL ROOM | HRS20-1518-CNPR | Charles E. Alvior Jr. | 0 | 4 | 4 |  | length |  | Metal stud 2"x4"x 0.6mm thk x 3m long | 0 | 0 | For RFQ | Pending | Dec 9, 2020 | FR-377-2020
|  | 2020-12-07 | Manila/Bacolod | Additional consumable materials For two(2) window type AC frame support at Control Room | TWO(2) ACU @ CONTROL ROOM | HRS20-1518-CNPR | Charles E. Alvior Jr. | 34 | 5 | 10 | Orig.: 10.00 pcs | pcs | A | Expansion bolt 3/8"x100mm long, | 0 | 0 | 12.15.2020 - Delivered DR# 2121-CNPR | Fully Delivered | Dec 9, 2020 | FR-377-2020
|  | 2020-12-07 | Manila/Bacolod | Additional consumable materials For two(2) window type AC frame support at Control Room | TWO(2) ACU @ CONTROL ROOM | HRS20-1518-CNPR | Charles E. Alvior Jr. | 0 | 6 | 1 | Orig.: 1.00 pc | pc | A | Masonry drill bit 3/8" | 0 | 0 | 12.15.2020 - Delivered DR# 2121-CNPR | Fully Delivered | Dec 9, 2020 | FR-377-2020
|  | 2020-12-11 | Manila/Bacolod | Crane and Flat Bed Fuel Consumables | Ladies Dorm | SPE/Operation20-1519-CNPR | Iris J. Sixto | 42 | 1 | 100 |  | liters | A | Fuel, Diesel | 0 | 0 | 12.12.2020 - Delivered DR# 2125-CNPR | Fully Delivered | Dec 11, 2020 | FR-376-2020
|  | 2020-12-14 |  | For PR#: FR-330-2020 (Ladies Dorm), PR-174-2020 (Raw Water Pump Shed), FR-367-2020 (ECMG), PR-369-2020 (O&M) | Pre Construction Requirements for Ladies Dorm (2kgs), Roof Replacement of Raw Water Pump Shed (15kgs), Fabrication of Window Type Aircon Cage for ECMG Office (2kgs), and Operations and Maintenance Consumables (1kg) | OPE20-1520-CNPR | Godfrey Samano/Iris Sixto/Alona T. Arroyo | 0 | 1 | 1 |  | box | A | Electrode; welding, 1/8" x E6011, Brand: Wipweld | 0 | 0 | double entry superseded by PR# OPE20-1521-CNPR 12.14.20 | Cancelled | Dec 14, 2020
|  | 2020-12-14 |  | For PR#: FR-330-2020 (Ladies Dorm), PR-174-2020 (Raw Water Pump Shed), FR-367-2020 (ECMG), PR-369-2020 (O&M) | 1.) Pre Construction Requirements for Ladies Dorm (2kgs), 2.) Roof Replacement of Raw Water Pump Shed (15kgs), 3.)Fabrication of Window Type Aircon Cage for ECMG Office (2kgs), 4.) and Operations and Maintenance Consumables (1kg) | OPE20-1521-CNPR | Godfrey Samano/Iris Sixto/Alona T. Arroyo | 0 | 1 | 1 |  | box | A | Electrode; welding, 1/8" x E6011, Brand: Wipweld | 0 | 0 | Double Entry Superseded by PR#: OPE20-1522-CNPR 12.14.20 | Cancelled | Dec 14, 2020
|  | 2020-12-14 |  | For PR#: FR-330-2020 (Ladies Dorm), PR-174-2020 (Raw Water Pump Shed), FR-367-2020 (ECMG), PR-369-2020 (O&M) | 1.) Pre Construction Requirements for Ladies Dorm (2kgs), 2.) Roof Replacement of Raw Water Pump Shed (15kgs), 3.)Fabrication of Window Type Aircon Cage for ECMG Office (2kgs), 4.) and Operations and Maintenance Consumables (1kg) | OPE20-1522-CNPR | Godfrey Samano/Iris Sixto/Alona T. Arroyo | 0 | 1 | 1 |  | box | A | Electrode; welding, 1/8" x E6011, (1 box = 20 kgs) | 0 | 0 | 12.22.2020 - Delivered DR# 2157-CNPR | Fully Delivered | Dec 14, 2020
|  | 2020-12-11 |  | Materials for Power Supply of ECMG Air Conditioning Units | ECMG Office | HRS20-1523-CNPR | I. Sixto | 0 | 1 | 1 |  | box/es | A | Wire, THW, Copper, #10 | 0 | 0 | 12.18.2020 - Delivered DR# 2141-CNPR | Fully Delivered | Dec 16, 2020 | HR-379-2020
|  | 2020-12-11 |  | Materials for Power Supply of ECMG Air Conditioning Units | ECMG Office | HRS20-1523-CNPR | I. Sixto | 0 | 2 | 2 |  | pc/s | A | Outlet, Aircon, Flush Type w/ Frame & Cover | 0 | 0 | 12.18.2020 - Delivered DR# 2143-CNPR | Fully Delivered | Dec 16, 2020 | HR-379-2020
|  | 2020-12-11 |  | Materials for Power Supply of ECMG Air Conditioning Units | ECMG Office | HRS20-1523-CNPR | I. Sixto | 0 | 3 | 2 |  | lgth/s | A | Moulding, Electrical, uPVC, 1/2" x 10ft | 0 | 0 | 12.18.2020 - Delivered DR# 2143-CNPR | Fully Delivered | Dec 16, 2020 | HR-379-2020
|  | 2020-12-11 |  | Materials for Power Supply of ECMG Air Conditioning Units | ECMG Office | HRS20-1523-CNPR | I. Sixto | 0 | 4 | 30 |  | pc/s | B | Screw, Metal w/ Tox, 3/16" diameter | 0 | 0 | 12.18.2020 - Delivered DR# 2145-CNPR | Fully Delivered | Dec 16, 2020 | HR-379-2020
|  | 2020-12-11 |  | Materials for Power Supply of ECMG Air Conditioning Units | ECMG Office | HRS20-1523-CNPR | I. Sixto | 0 | 5 | 1 |  | roll/s | A | Tape, Vinyl, Electrical, Big | 0 | 0 | 12.18.2020 - Delivered DR# 2144-CNPR | Fully Delivered | Dec 16, 2020 | HR-379-2020
|  | 2020-12-11 |  | Materials for Power Supply of ECMG Air Conditioning Units | ECMG Office | HRS20-1523-CNPR | I. Sixto | 0 | 6 | 2 |  | pck/s | A | Tie, Cable, 16" | 0 | 0 | 12.18.2020 - Delivered DR# 2143-CNPR | Fully Delivered | Dec 16, 2020 | HR-379-2020
|  | 2020-12-15 | Manila/Bacolod | Replacement of Materials and Additional Consumables | Ladies Dorm | SPE/Operation20-1525-CNPR | Iris J. Sixto | 0 | 1 | 19 |  | shts | C | 4'x8' gauge 0.4 GI plain sheets | 0 | 0 | For PO - AOQ Done (awarded) | Pending | Dec 21, 2020 | FR-382-2020
|  | 2020-12-15 | Manila/Bacolod | Replacement of Materials and Additional Consumables | Ladies Dorm | SPE/Operation20-1525-CNPR | Iris J. Sixto | 10 | 2 | 24 |  | sets | A | cotton gloves | 0 | 0 | 12.29.2020 - Delivered DR# 2217-CNPR | Fully Delivered | Dec 21, 2020 | FR-382-2020
|  | 2020-12-15 | Manila/Bacolod | Replacement of Materials and Additional Consumables | Ladies Dorm | SPE/Operation20-1525-CNPR | Iris J. Sixto | 65 | 3 | 20 |  | pcs | B | cutting disc 4"x3/32"x5/8" | 0 | 0 | 12.28.2020 - Delivered DR# 2218-CNPR | Fully Delivered | Dec 21, 2020 | FR-382-2020
|  | 2020-12-15 | Manila/Bacolod | Replacement of Materials and Additional Consumables | Ladies Dorm | SPE/Operation20-1525-CNPR | Iris J. Sixto | 2 | 4 | 10 | Orig.: 10.00 kgs Rev. 1: 8.00 kgs | kgs | C | GI Tie wire #16 - UNSERVED 2 kgs | 0 | 0 | 01.12.2021 - Delivered DR# 2245-CNPR(8.00 kgs) | Partially Delivered | Dec 21, 2020 | FR-382-2020
|  | 2020-12-14 | Manila/Bacolod | Baciwa Waterline to Powerhouse and Warehouse Building Comfort rooms. | Admin | SPE20-1526-CNPR | Iris J. Sixto | 0 | 1 | 3 | Orig.: 3.00 pcs | pcs | A | Coupler,PE,Male,2"dia. | 0 | 0 | 12.29.2020 - Delivered DR# 2224-CNPR | Fully Delivered | Dec 21, 2020 | FR-383-2020
|  | 2020-12-14 | Manila/Bacolod | Baciwa Waterline to Powerhouse and Warehouse Building Comfort rooms. | Admin | SPE20-1526-CNPR | Iris J. Sixto | 0 | 2 | 3 |  | pcs | A | Valve,Ball,Brass,2" dia.(female threaded) | 0 | 0 | 12.28.2020 - Delivered DR# 2223-CNPR | Fully Delivered | Dec 21, 2020 | FR-383-2020
|  | 2020-12-14 | Manila/Bacolod | Baciwa Waterline to Powerhouse and Warehouse Building Comfort rooms. | Admin | SPE20-1526-CNPR | Iris J. Sixto | 0 | 3 | 2 |  | pcs | A | Nipple,GI,2"diax12"long | 0 | 0 | 12.28.2020 - Delivered DR# 2223-CNPR | Fully Delivered | Dec 21, 2020 | FR-383-2020
|  | 2020-12-14 | Manila/Bacolod | Baciwa Waterline to Powerhouse and Warehouse Building Comfort rooms. | Admin | SPE20-1526-CNPR | Iris J. Sixto | 0 | 4 | 200 | Orig.: 200.00 mtrs | mtrs | A | Pipe,PE,1"dia | 0 | 0 | 12.29.2020 - Delivered DR# 2224-CNPR | Fully Delivered | Dec 21, 2020 | FR-383-2020
|  | 2020-12-14 | Manila/Bacolod | Baciwa Waterline to Powerhouse and Warehouse Building Comfort rooms. | Admin | SPE20-1526-CNPR | Iris J. Sixto | 0 | 5 | 3 | Orig.: 3.00 pcs | pcs | A | Coupler,PE,Male,1"dia. | 0 | 0 | 12.29.2020 - Delivered DR# 2224-CNPR | Fully Delivered | Dec 21, 2020 | FR-383-2020
|  | 2020-12-14 | Manila/Bacolod | Baciwa Waterline to Powerhouse and Warehouse Building Comfort rooms. | Admin | SPE20-1526-CNPR | Iris J. Sixto | 0 | 6 | 4 |  | pcs | A | Valve,Ball,Brass,1"dia.(female treaded) | 0 | 0 | 12.28.2020 - Delivered DR# 2223-CNPR | Fully Delivered | Dec 21, 2020 | FR-383-2020
|  | 2020-12-14 | Manila/Bacolod | Baciwa Waterline to Powerhouse and Warehouse Building Comfort rooms. | Admin | SPE20-1526-CNPR | Iris J. Sixto | 0 | 7 | 2 | Orig.: 2.00 pc | pc | A | Tee,Coupler,PE,1"dia. | 0 | 0 | 12.29.2020 - Delivered DR# 2224-CNPR | Fully Delivered | Dec 21, 2020 | FR-383-2020
|  | 2020-12-14 | Manila/Bacolod | Baciwa Waterline to Powerhouse and Warehouse Building Comfort rooms. | Admin | SPE20-1526-CNPR | Iris J. Sixto | 0 | 8 | 1 | Orig.: 1.00 pc | pc | A | Tee,Reducer,PE,1"diax1/2dia. | 0 | 0 | 12.29.2020 - Delivered DR# 2224-CNPR | Fully Delivered | Dec 21, 2020 | FR-383-2020
|  | 2020-12-14 | Manila/Bacolod | Baciwa Waterline to Powerhouse and Warehouse Building Comfort rooms. | Admin | SPE20-1526-CNPR | Iris J. Sixto | 0 | 9 | 3 | Orig.: 3.00 pcs | pcs | A | Coupler,Reducer,PE,1"diax/2"dia | 0 | 0 | 12.29.2020 - Delivered DR# 2224-CNPR | Fully Delivered | Dec 21, 2020 | FR-383-2020
|  | 2020-12-14 | Manila/Bacolod | Baciwa Waterline to Powerhouse and Warehouse Building Comfort rooms. | Admin | SPE20-1526-CNPR | Iris J. Sixto | 0 | 10 | 4 |  | pcs | B | Valve,Ball,Pvc,1/2 dia. | 0 | 0 | 12.28.2020 - Delivered DR# 2219-CNPR | Fully Delivered | Dec 21, 2020 | FR-383-2020
|  | 2020-12-14 | Manila/Bacolod | Baciwa Waterline to Powerhouse and Warehouse Building Comfort rooms. | Admin | SPE20-1526-CNPR | Iris J. Sixto | 0 | 11 | 4 |  | kgs | B | Rods,Welding,6011 | 0 | 0 | 12.28.2020 - Delivered DR# 2219-CNPR | Fully Delivered | Dec 21, 2020 | FR-383-2020
|  | 2020-12-14 | Manila/Bacolod | Baciwa Waterline to Powerhouse and Warehouse Building Comfort rooms. | Admin | SPE20-1526-CNPR | Iris J. Sixto | 0 | 12 | 4 |  | pcs | B | Disc,Cutting,4" | 0 | 0 | 12.28.2020 - Delivered DR# 2219-CNPR | Fully Delivered | Dec 21, 2020 | FR-383-2020
|  | 2020-12-14 | Manila/Bacolod | Baciwa Waterline to Powerhouse and Warehouse Building Comfort rooms. | Admin | SPE20-1526-CNPR | Iris J. Sixto | 0 | 13 | 9 | Orig.: 9.00 role | role | A | Tapelone,3/4 | 0 | 0 | 12.29.2020 - Delivered DR# 2224-CNPR | Fully Delivered | Dec 21, 2020 | FR-383-2020
|  | 2020-12-14 | Manila/Bacolod | Baciwa Waterline to Powerhouse and Warehouse Building Comfort rooms. | Admin | SPE20-1526-CNPR | Iris J. Sixto | 0 | 14 | 2 |  | cans | B | Solvent,Pvc 100ml | 0 | 0 | 12.28.2020 - Delivered DR# 2219-CNPR | Fully Delivered | Dec 21, 2020 | FR-383-2020
|  | 2020-12-14 | Manila/Bacolod | Baciwa Waterline to Powerhouse and Warehouse Building Comfort rooms. | Admin | SPE20-1526-CNPR | Iris J. Sixto | 0 | 15 | 1 |  | bag | A | Cement,Portland | 0 | 0 | 12.28.2020 - Delivered DR# 2223-CNPR | Fully Delivered | Dec 21, 2020 | FR-383-2020
|  | 2020-12-14 | Manila/Bacolod | Baciwa Waterline to Powerhouse and Warehouse Building Comfort rooms. | Admin | SPE20-1526-CNPR | Iris J. Sixto | 0 | 16 | 1 | Orig.: 1.00 unit | unit | A | Pump,Water,1hp | 0 | 0 | 12.29.2020 - Delivered DR# 2224-CNPR | Fully Delivered | Dec 21, 2020 | FR-383-2020
|  | 2020-12-14 | Manila/Bacolod | Baciwa Waterline to Powerhouse and Warehouse Building Comfort rooms. | Admin | SPE20-1526-CNPR | Iris J. Sixto | 0 | 17 | 1 | Orig.: 1.00 pc | pc | D | Tank,Pressure,42gls, SS | 0 | 0 | 12.29.2020 - Delivered DR# 2228-CNPR | Fully Delivered | Dec 21, 2020 | FR-383-2020
|  | 2020-12-14 | Manila/Bacolod | Baciwa Waterline to Powerhouse and Warehouse Building Comfort rooms. | Admin | SPE20-1526-CNPR | Iris J. Sixto | 0 | 18 | 1 | Orig.: 1.00 pc | pc | A | Valve,Check,Spring loaded,1" dia | 0 | 0 | 12.29.2020 - Delivered DR# 2224-CNPR | Fully Delivered | Dec 21, 2020 | FR-383-2020
|  | 2020-12-14 | Manila/Bacolod | Baciwa Waterline to Powerhouse and Warehouse Building Comfort rooms. | Admin | SPE20-1526-CNPR | Iris J. Sixto | 0 | 19 | 1 |  | pc | A | Gauge,Pressure,60psi cap. | 0 | 0 | 12.28.2020 - Delivered DR# 2223-CNPR | Fully Delivered | Dec 21, 2020 | FR-383-2020
|  | 2020-12-14 | Manila/Bacolod | Baciwa Waterline to Powerhouse and Warehouse Building Comfort rooms. | Admin | SPE20-1526-CNPR | Iris J. Sixto | 0 | 20 | 2 |  | pcs | A | Nipple,GI,3/8 dia,x5"long | 0 | 0 | 12.28.2020 - Delivered DR# 2223-CNPR | Fully Delivered | Dec 21, 2020 | FR-383-2020
|  | 2020-12-14 | Manila/Bacolod | Baciwa Waterline to Powerhouse and Warehouse Building Comfort rooms. | Admin | SPE20-1526-CNPR | Iris J. Sixto | 0 | 21 | 2 | Orig.: 2.00 pcs | pcs | A | Coupling,GI,3/8" dia. | 0 | 0 | 12.29.2020 - Delivered DR# 2224-CNPR | Fully Delivered | Dec 21, 2020 | FR-383-2020
|  | 2020-12-14 | Manila/Bacolod | Baciwa Waterline to Powerhouse and Warehouse Building Comfort rooms. | Admin | SPE20-1526-CNPR | Iris J. Sixto | 0 | 22 | 3 |  | pcs | C | Valve,Ball,PVC, Plain,1" | 0 | 0 | 12.28.2020 - Delivered DR# 2220-CNPR | Fully Delivered | Dec 21, 2020 | FR-383-2020
|  | 2020-12-14 | Manila/Bacolod | Baciwa Waterline to Powerhouse and Warehouse Building Comfort rooms. | Admin | SPE20-1526-CNPR | Iris J. Sixto | 0 | 23 | 5 |  | pcs | C | Adapter,Male,PVC,1" | 0 | 0 | 12.28.2020 - Delivered DR# 2220-CNPR | Fully Delivered | Dec 21, 2020 | FR-383-2020
|  | 2020-12-14 | Manila/Bacolod | Baciwa Waterline to Powerhouse and Warehouse Building Comfort rooms. | Admin | SPE20-1526-CNPR | Iris J. Sixto | 0 | 24 | 10 |  | pcs | A | Elbow,Pvc,1"diax90deg. | 0 | 0 | 12.28.2020 - Delivered DR# 2223-CNPR | Fully Delivered | Dec 21, 2020 | FR-383-2020
|  | 2020-12-14 | Manila/Bacolod | Baciwa Waterline to Powerhouse and Warehouse Building Comfort rooms. | Admin | SPE20-1526-CNPR | Iris J. Sixto | 0 | 25 | 2 |  | pcs | A | Coupling,PVC,1"dia. Threaded | 0 | 0 | 12.28.2020 - Delivered DR# 2223-CNPR | Fully Delivered | Dec 21, 2020 | FR-383-2020
|  | 2020-12-14 | Manila/Bacolod | Baciwa Waterline to Powerhouse and Warehouse Building Comfort rooms. | Admin | SPE20-1526-CNPR | Iris J. Sixto | 0 | 26 | 5 |  | pcs | B | Coupling,PVC,1"dia | 0 | 0 | 12.28.2020 - Delivered DR# 2219-CNPR | Fully Delivered | Dec 21, 2020 | FR-383-2020
|  | 2020-12-14 | Manila/Bacolod | Baciwa Waterline to Powerhouse and Warehouse Building Comfort rooms. | Admin | SPE20-1526-CNPR | Iris J. Sixto | 0 | 27 | 2 | Orig.: 2.00 pcs | pcs | A | Tee, PVC,1"dia. | 0 | 0 | 12.29.2020 - Delivered DR# 2224-CNPR | Fully Delivered | Dec 21, 2020 | FR-383-2020
|  | 2020-12-14 | Manila/Bacolod | Baciwa Waterline to Powerhouse and Warehouse Building Comfort rooms. | Admin | SPE20-1526-CNPR | Iris J. Sixto | 0 | 28 | 3 |  | pcs | A | Reducer,Coupling,PVC,1"x3/4"dia | 0 | 0 | 12.28.2020 - Delivered DR# 2223-CNPR | Fully Delivered | Dec 21, 2020 | FR-383-2020
|  | 2020-12-14 | Manila/Bacolod | Baciwa Waterline to Powerhouse and Warehouse Building Comfort rooms. | Admin | SPE20-1526-CNPR | Iris J. Sixto | 0 | 29 | 3 | Orig.: 3.00 pcs | pcs | A | Reducer,Coupling,PVC,3/4"x1/2"dia | 0 | 0 | 12.29.2020 - Delivered DR# 2224-CNPR | Fully Delivered | Dec 21, 2020 | FR-383-2020
|  | 2020-12-14 | Manila/Bacolod | Baciwa Waterline to Powerhouse and Warehouse Building Comfort rooms. | Admin | SPE20-1526-CNPR | Iris J. Sixto | 0 | 30 | 8 |  | pcs | A | Elbow,PVC,1/2"x90deg. | 0 | 0 | 12.28.2020 - Delivered DR# 2223-CNPR | Fully Delivered | Dec 21, 2020 | FR-383-2020
|  | 2020-12-14 | Manila/Bacolod | Baciwa Waterline to Powerhouse and Warehouse Building Comfort rooms. | Admin | SPE20-1526-CNPR | Iris J. Sixto | 0 | 31 | 2 | Orig.: 2.00 cans | cans | A | Solvent,PVcC,200ml | 0 | 0 | 12.29.2020 - Delivered DR# 2224-CNPR | Fully Delivered | Dec 21, 2020 | FR-383-2020
|  | 2020-12-21 | Manila/Bacolod | Construction of Ladies Dorm | Ladies Dorm | SPE/Operation20-1527-CNPR | Iris J. Sixto | 0 | 1 | 2000 |  | pcs |  | 8mmx1-1/2"long self drilling tex screws | 0 | 0 | For RFQ | Pending | Dec 23, 2020
|  | 2020-12-21 | Manila/Bacolod | Construction of Ladies Dorm | Ladies Dorm | SPE/Operation20-1527-CNPR | Iris J. Sixto | 0 | 2 | 2 |  | pcs |  | 8mm magnetic tex screw (Adapter) | 0 | 0 | For RFQ | Pending | Dec 23, 2020
|  | 2020-12-21 | Manila/Bacolod | Construction of Ladies Dorm | Ladies Dorm | SPE/Operation20-1528-CNPR | Iris J. Sixto | 0 | 1 | 2000 | Orig.: 1000.00 pcs | pcs | A | 8mmx1-1/2"long self drilling tex screws | 0 | 0 | 12.26.2020 - Delivered DR# 2237-CNPR | Fully Delivered | Dec 23, 2020 | FR-384-2020
|  | 2020-12-21 | Manila/Bacolod | Construction of Ladies Dorm | Ladies Dorm | SPE/Operation20-1528-CNPR | Iris J. Sixto | 0 | 2 | 2 | Orig.: 2.00 pcs | pcs | A | 8mm magnetic tex screw (Adapter) | 0 | 0 | 12.29.2020 - Delivered DR# 2238-CNPR | Fully Delivered | Dec 23, 2020 | FR-384-2020
|  | 2020-12-22 | Manila/Bacolod | Ladies Dorm Roof Flashing. | Ladies Dorm | SPE20-1529-CNPR | Iris J. Sixto | 0 | 1 | 19 | Orig.: 19.00 sheets Rev. 1: 19.00 sheets Rev. 2: 19.00 sheets Rev. 3: 19.00 sheets | sheets | A | 4'x8' gauge 0.4 GI plain sheets | 0 | 0 | 01.12.2021 - Delivered DR# 2294-CNPR | Fully Delivered | Dec 29, 2020 | FR-389-2020
|  | 2020-08-25 | Manila/Bacolod | OBO Requirements for CENPRI Canteen Electrical | CENPRI Employees | EIC21-1538-CNPR | Iris Sixto / Kennah Sasamoto | 0 | 1 | 1 |  | pc. | A | Circuit Breaker, Brand: GE, Bolt-on type, 60A, 2P, 220-240V | 0 | 0 |  | PO Issued (1.00 pc.) | Sep 4, 2020 | FR-254-2020