## Worksheet
STA. ISABEL CPGC POWER CORPORATION NPC,
COMPOUND STA. ISABEL CALAPAN CITY
MONITORING OF PR 2020
Date | PR No. | Item No. | Description | Part No. | Qty | UOM | Date Needed | PO No. | Name of Supplier | Date of PO | Amount | Terms | MMR # | Date | Assigned Engine
Complete Installation of Electrical Main Distribution Panel for Auxilliary Loads
2020-03-11 | (HAS)20-1262 | 1 | Rigid steel conduit (RSC) , 3 inches diameter |  | 6 | lengths | 2020-03-20 | P(HAS)20-1262-1559P(HAS)20-1262-1640 | HKL Enterprises IncorporatedJas't Marketing Co. | 2020-07-092020-07-09 | 2662.6627 | 30 days PDC
2020-03-11 | (HAS)20-1262 | 2 | RSC long radius elbow 90?deg , 3 inches diameter |  | 3 | pcs | 2020-03-20 | P(HAS)20-1262-1559 | HKL Enterprises Incorporated | 2020-07-09 | 1410 | 30 days PDC
2020-03-11 | (HAS)20-1262 | 3 | RSC Bushing , 3 inches diameter [Lock nut] |  | 2 | pcs | 2020-03-20 | P(HAS)20-1262-1560 | Jas't Marketing Co. | 2020-05-30 | 63 | 30 days PDC
2020-03-11 | (HAS)20-1262 | 4 | Liquid tight straight connector , 3 inches diameter |  | 8 | pcs | 2020-03-20 | P(HAS)20-1262-1559P(HAS)20-1262-1641 | HKL Enterprises IncorporatedAA Electrical Supply | 2020-07-092020-07-09 | 4202.5675 | 30 days PDC
2020-03-11 | (HAS)20-1262 | 5 | U -Bolt , 1/4" x 3"x 4", Complete w/ nuts & washer |  | 10 | pcs | 2020-03-20 | P(HAS)20-1262-1619 | ISO Industrial Sales | 2020-07-02 | 145 | COD
2020-03-11 | (HAS)20-1262 | 6 | RSC Coupling , 3 inches diameter |  | 6 | pcs | 2020-03-20 | P(HAS)20-1262-1561 | AA Electrical Supply | 2020-05-30 | 720 | 30 days PDC
2020-03-11 | (HAS)20-1262 | 7 | Electrical Tape (Armak] , Vinyl |  | 2 | pcs | 2020-03-20 | P(HAS)20-1262-1555 | HKL Enterprises Incorporated | 2020-05-26 | 57 | COD
2020-03-11 | (HAS)20-1262 | 8 | Liquid tight flexible metal Conduits , 3 inches diameter |  | 5 | meters | 2020-03-20 | P(HAS)20-1262-1589 | AA Electrical Supply | 2020-06-08 | 5500 | COD
2020-03-11 | (HAS)20-1262 | 9 | Angle bar ,MS, 1/4" x 1-1/2" x 1-1/2" x 20ft |  | 2 | lengths | 2020-03-20 | P(HAS)20-1262-1569 | Bacolod Steel Center Corporation | 2020-06-04 | 1415 | COD
For PPE used during transaction COMECQ Area (Power House area)
2020-08-18 | (HAS)20-1402 | 1 | Soft washable PPE includes suit and mask made by poly micro fiber that is water repellent and auto clave safe,double flap zepper to lessen chances of droplets from getting in.with shoe coverMinimal stitches to reduce contamination risk Note: 2 pcs - Extra Large 8 pcs - Large |  | 10 | Pcs | 2020-09-08 | P(HAS)20-1402-1891P(HAS)20-1402-1897P(HAS)20-1402-1898P(HAS)20-1402-1942P(HAS)20-1402-1981P(HAS)20-1402-1999 | B & A PHARMACY, DRUG DISTRIBUTOR AND GENERAL MERCHANDISE as Medical Devices WholesalerDAILY DOCTORS VENTURES INC.DAILY DOCTORS VENTURES INC.AIC Industrial & Safety Supply Inc.MED CARE SUPPLIESAIC Industrial & Safety Supply Inc. | 2020-09-092020-09-102020-09-102020-09-222020-10-052020-10-12 | 0 | COD
For Portable Mobile Disinfectant Tank
2020-09-15 | (HAS)20-1416 | 1 | Valve, Ball, Ss, 1/2", Brand: KITZ |  | 3 | Pcs | 2020-09-22 | Cancelled |  |  | 0
2020-09-15 | (HAS)20-1416 | 2 | Nipple , GI, 2"x100mm, Threaded |  | 1 | Pcs | 2020-09-22 | Cancelled |  |  | 0
2020-09-15 | (HAS)20-1416 | 3 | Nipple, GI, 1/2"x100mm, Threaded |  | 6 | Pcs | 2020-09-22 | Cancelled |  |  | 0
2020-09-15 | (HAS)20-1416 | 4 | Tee 1/2" GI, Threaded |  | 2 | Pcs | 2020-09-22 | Cancelled |  |  | 0
2020-09-15 | (HAS)20-1416 | 5 | Tape, Pohtetrafluroethlyne (PTFE) , Industrial, 3/4" (Teflon) |  | 2 | Roll | 2020-09-22 | Cancelled |  |  | 0
2020-09-15 | (HAS)20-1416 | 6 | Gauge, pressure 2.5/3Bar (Upper) |  | 1 | Pcs | 2020-09-22 | Cancelled |  |  | 0
2020-09-15 | (HAS)20-1416 | 7 | Electrode, Welding, 1/8" x 6011 |  | 3 | Kgs | 2020-09-22 | Cancelled |  |  | 0
2020-09-15 | (HAS)20-1416 | 8 | Disc, Cutting 4" x 3/32" x 5/8" |  | 3 | Pcs | 2020-09-22 | Cancelled |  |  | 0
Replacement of Damaged Right Side Mirror
2019-12-18 | 19-1167 | 1 | Mirror, Right Side ( as per sample) - Side Mirror |  | 1 | pc/s | 2019-12-18 | Cancelled |  |  | 0
Consumable for Engine Alignment and Grouting
2020-01-10 | 20-1185 | 1 | Electrode, Welding, E6013, 1/8" x 12" |  | 5 | kgs | 2020-01-15 |  |  |  | 0
2020-01-10 | 20-1185 | 2 | Electrode, Welding, E7018, 1/8" x 12" |  | 5 | kgs | 2020-01-15 |  |  |  | 0
2020-01-10 | 20-1185 | 3 | Concrete Neutralizer |  | 2 | gallons | 2020-01-15 |  |  |  | 0
2020-01-10 | 20-1185 | 4 | Foam, 10 ft x 4 ft x 2 inch thickness |  | 1 | sheet | 2020-01-15 |  |  |  | 0
2020-01-10 | 20-1185 | 5 | Rags, Cotton |  | 5 | kgs | 2020-01-15 |  |  |  | 0
2020-01-10 | 20-1185 | 6 | Gloves, Cotton |  | 20 | pairs | 2020-01-15 |  |  |  | 0
Refuel for Heavy Equipment
2020-01-23 | 20-1205 | 1 | Diesel |  | 20 | ltr/s | 2020-01-23 |  |  |  | 0
Refuel for Heavy Equipment
2020-01-23 | 20-1209 | 1 | Diesel |  | 20 | ltr/s | 2020-01-23 |  |  |  | 0
Operations and Maintenance Consumables
2020-05-29 | 20-1292 | 1 | Diesel Oil |  | 40 | liters | 2020-06-08 | P20-1292-1591 | MTG Gasoline Service Station | 2020-06-09 | 1246 | COD
2020-05-29 | 20-1292 | 2 | Kerosene |  | 20 | liters | 2020-06-08 | P20-1292-1592 | Sum-ag Petron Gas Station | 2020-06-09 | 689 | COD
2020-05-29 | 20-1292 | 3 | Penetrant, Multi Use, WD-40, Net Content: 382 mL / 311G / 12.9 FL.OZ |  | 2 | cans | 2020-06-08 | P20-1292-1572 | C. Y. Ong Multi-Distributor | 2020-06-08 | 420
2020-05-29 | 20-1292 | 4 | Glass, Clear, 2" x 4" |  | 2 | pcs | 2020-06-08 | P20-1292-1588 | Visayan Construction Supply | 2020-06-08 | 14
2020-05-29 | 20-1292 | 5 | Glass, Dark , #10 |  | 2 | pcs | 2020-06-08 | P20-1292-1588 | Visayan Construction Supply | 2020-06-08 | 16
2020-05-29 | 20-1292 | 6 | Battery, AA, 1.5 Volts |  | 4 | pcs | 2020-06-08 | P20-1292-1586 | New Llacer Electronics & Electrical Supply | 2020-06-08 | 196
2020-05-29 | 20-1292 | 7 | Battery, AAA, 1.5Volts |  | 4 | pcs | 2020-06-08 | P20-1292-1587 | New Llacer Electronics & Electrical Supply | 2020-06-08 | 220
2020-05-29 | 20-1292 | 8 | Bulb, LED, Daylight, 35 Watts, Input Voltage: AC 180-265V 50/60 Hz |  | 10 | pcs | 2020-06-08 | P20-1292-1609P20-1292-1615P20-1292-1944 | Yousave Electrical SupplyHKL Enterprises IncorporatedJas't Marketing Co. | 2020-06-192020-06-232020-09-22 | 2.464 | COD
2020-05-29 | 20-1292 | 9 | Gloves, Knitted Cotton |  | 25 | pairs | 2020-06-08 | P20-1292-1577 | Greenlane Hardware and Construction Supply Inc | 2020-06-08 | 286.25
2020-05-29 | 20-1292 | 10 | Blade, Hacksaw, HSS, 300mm/12", 18 TPI |  | 2 | pcs | 2020-06-08 | P20-1292-1604 | SGS Hardware Corporation | 2020-06-15 | 110 | COD
2020-05-29 | 20-1292 | 11 | Pad, Scouring, Scotch Brite, 95mmx150mm |  | 2 | sheets | 2020-06-08 | P20-1292-1573 | K-Mart | 2020-06-08 | 77.1
2020-05-29 | 20-1292 | 12 | Acetylene |  | 1 | cylinder | 2020-06-15 | P20-1292-1652 | Bacolod Oxygen Acetylene Gas Corp. | 2020-07-09 | 1100
2020-05-29 | 20-1292 | 13 | Oxygen |  | 2 | cylinders | 2020-06-15 | P20-1292-1651 | Central Gas Corporation (CEGASCO) | 2020-07-09 | 800
2020-05-29 | 20-1292 | 14 | Belt Dressing, WD-40, 330 ml |  | 1 | can | 2020-06-15 | P20-1292-1739 | CAR-V Industrial Sales | 2020-08-04 | 280
2020-05-29 | 20-1292 | 15 | Polish, Metal, A-1 Premium Grade Net Content, 150ml |  | 1 | bottle | 2020-06-15 | P20-1292-1822 | Visayan Construction Supply | 2020-08-15 | 150 | 20 days PDC
2020-05-29 | 20-1292 | 16 | Rags, Cotton |  | 10 | kgs | 2020-06-15 | P20-1292-1636P20-1292-1653P20-1292-2354 | Procolors T-Shirts PrintingProcolors T-Shirts PrintingKametsino | 2020-07-092020-07-092021-01-07 | 0
2020-05-29 | 20-1292 | 17 | Adhesive, Loctite 495 |  | 1 | bottle | 2020-06-15 | P20-1292-1708 | Simplex Industrial Corp. | 2020-07-20 | 385 | COD
2020-05-29 | 20-1292 | 18 | Disc, Cutting, 4" x 3/32" x 5/8" (Tyrolit 41 A30Q-BF) |  | 1 | box | 2020-06-15 | P20-1292-1743P20-1292-1762 | Visayan Construction SupplyVisayan Construction Supply | 2020-08-042020-08-07 | 2.4125
2020-05-29 | 20-1292 | 19 | Disc, Grinding, 4" x 1/4" x 5/8", (Tyrolit 27 A30Q-BF) |  | 1 | box | 2020-06-15 | P20-1292-1744 | Greenlane Hardware and Construction Supply Inc | 2020-08-04 | 1018.5
2020-05-29 | 20-1292 | 20 | Brush, Steel |  | 2 | pcs | 2020-06-15 | P20-1292-1654 | Sugarland Hardware Corp. | 2020-07-09 | 36
2020-05-29 | 20-1292 | 21 | Soap, Liquid, Industrial |  | 1 | gallon | 2020-06-15 | P20-1292-1664 | TMVG Multi-Sales, Inc. | 2020-07-10 | 280
2020-05-29 | 20-1292 | 22 | Multipurpose Grease, Petron MP3, 500grams |  | 1 | container | 2020-06-15 | P20-1292-1822 | Visayan Construction Supply | 2020-08-15 | 250 | 20 days PDC
Refuel for Heavy Equipment
2020-08-18 | 20-1387 | 1 | Diesel |  | 40 | ltr/s | 2020-08-22 | P20-1387-1862P20-1387-1904 | Sum-ag Petron Gas StationRM Shell | 2020-08-262020-09-15 | 655.1255 | COD
Replacement Parts For Clutch System
2020-10-21 | 20-1467 | 1 | Clutch Hydrobox with Primary Master Cylinder |  | 1 | Assy | 2020-10-23 | P20-1467-2066 | Sasaki Auto Parts | 2020-10-29 | 2400 | COD
Replacement Parts for Signal Lights
2020-10-21 | 20-1468 | 1 | Socket Bulb for Signal Light, 24V |  | 1 | pc/s | 2020-10-28 | P20-1468-2067 | Sasaki Auto Parts | 2020-10-29 | 25
2020-10-21 | 20-1468 | 2 | Bulb, Single Contact, 24V |  | 1 | pc/s | 2020-10-28 | P20-1468-2067 | Sasaki Auto Parts | 2020-10-29 | 35
2020-10-21 | 20-1468 | 3 | Fuse, 10 Amps |  | 2 | pc/s | 2020-10-28 | P20-1468-2067 | Sasaki Auto Parts | 2020-10-29 | 10
2020-10-21 | 20-1468 | 4 | Fuse, 15 Amps |  | 2 | pc/s | 2020-10-28 | P20-1468-2067 | Sasaki Auto Parts | 2020-10-29 | 10
2020-10-21 | 20-1468 | 5 | Fuse, 20 Amps |  | 2 | pc/s | 2020-10-28 | P20-1468-2067 | Sasaki Auto Parts | 2020-10-29 | 10
Operations and Maintenance Consumables
2020-10-29 | 20-1482 | 1 | Diesel Oil |  | 20 | liters | 2020-11-16 | P20-1482-2133P20-1482-2151 | Sum-ag Petron Gas StationSum-ag Petron Gas Station | 2020-11-172020-12-15 | 355.0777 | COD
2020-10-29 | 20-1482 | 2 | Kerosene |  | 20 | liters | 2020-11-16 | P20-1482-2108 | Sum-ag Petron Gas Station | 2020-11-11 | 715.4 | COD
2020-10-29 | 20-1482 | 3 | Acetylene |  | 1 | cylinder | 2020-11-16 |  |  |  | 0
2020-10-29 | 20-1482 | 4 | Oxygen |  | 2 | cylinders | 2020-11-16 |  |  |  | 0
2020-10-29 | 20-1482 | 5 | Penetrant, Multi Use, WD-40, Net Content: 382 mL / 311G / 12.9 FL.OZ |  | 2 | cans | 2020-11-16 | P20-1482-2083 | Ace Hardware Philippines, Inc. - Bacolod Branch | 2020-11-10 | 509.5
2020-10-29 | 20-1482 | 6 | Electrode, Welding, E304, 3/32" x 12" (Stainless Steel Welding Electrode) |  | 1 | kg | 2020-11-16 | P20-1482-2147 | Visayan Construction Supply | 2020-11-24 | 350 | COD
2020-10-29 | 20-1482 | 7 | Electrode, Welding, E6011, 1/8" x 12" |  | 20 | kgs | 2020-11-16 | P20-1482-2084 | Visayan Construction Supply | 2020-11-10 | 1980
2020-10-29 | 20-1482 | 8 | Electrode, Welding, E6013, 1/8" x 12" |  | 20 | kgs | 2020-11-16 | P20-1482-2085 | Visayan Construction Supply | 2020-11-10 | 1900
2020-10-29 | 20-1482 | 9 | Disc, Cutting, 4" x 3/32" x 5/8" (Tyrolit 41 A30Q-BF) |  | 25 | pcs | 2020-11-16 | P20-1482-2086 | Visayan Construction Supply | 2020-11-10 | 2412.5
2020-10-29 | 20-1482 | 10 | Blade, Hacksaw, HSS, 300mm/12", 18 TPI |  | 2 | pcs | 2020-11-16 | P20-1482-2107 | SGS Hardware Corporation | 2020-11-11 | 110
2020-10-29 | 20-1482 | 11 | Paper, Abrasive, Grit 600 - Creston Silicon Carbide Abrasive Paper |  | 10 | pcs | 2020-11-16 | P20-1482-2109 | Visayan Construction Supply | 2020-11-11 | 100
2020-10-29 | 20-1482 | 12 | Bulb, LED, Daylight, 35 Watts, Input Voltage: AC 180-265V 50/60 Hz |  | 5 | pcs | 2020-11-16 | P20-1482-2105 | Jas't Marketing Co. | 2020-11-11 | 3555
2020-10-29 | 20-1482 | 13 | Bulb, LED, Daylight, 14 Watts, Input Voltage: AC 180-265V 50/60 Hz |  | 2 | pcs | 2020-11-16 | P20-1482-2104 | Jas't Marketing Co. | 2020-11-11 | 437
2020-10-29 | 20-1482 | 14 | Adhesive, Rugby, Contact Cement, 300mL |  | 1 | bottle | 2020-11-16 | P20-1482-2147 | Visayan Construction Supply | 2020-11-24 | 60 | COD
2020-10-29 | 20-1482 | 15 | Gloves, Knitted Cotton |  | 25 | pairs | 2020-11-16 | P20-1482-2087 | Greenlane Hardware and Construction Supply Inc | 2020-11-10 | 286.25
2020-10-29 | 20-1482 | 16 | Rags, Cotton |  | 10 | kgs | 2020-11-16 | P20-1482-2114 | Procolors T-Shirts Printing | 2020-11-12 | 500
2020-10-29 | 20-1482 | 17 | Bag, Garbage, Large |  | 10 | pcs | 2020-11-16 | P20-1482-2155P20-1482-2158 | Synergy Sales International CorporationCMC 417 Enterprises Corporation | 2020-11-252020-11-27 | 0.002203 | COD
Additional Bath Cubicle at Bacolod Office ( 3 units )
2020-08-15 | ADM20-1401 | 1 | Electrode, Welding, 1/8" x E6011 ( 20 kgs. Per box) |  | 1 | kg. | 2020-09-07 | PADM20-1401-1887 | Visayan Construction Supply | 2020-09-07 | 0
2020-08-15 | ADM20-1401 | 2 | Electrode, Welding, 1/8" x E6013 ( 20 kgs. Per box) |  | 2 | kgs. | 2020-09-07 | PADM20-1401-1887 | Visayan Construction Supply | 2020-09-07 | 0
TWO(2) ACU @ CONTROL ROOM
2020-12-09 | Charles E. Alvior Jr.20-1517 | 1 | Blind rivets 1/8"x 3/4" |  | 200 | pcs | 2020-12-09 | Cancelled |  |  | 0
2020-12-09 | Charles E. Alvior Jr.20-1517 | 2 | Drill bit 1/8", metal |  | 2 | pcs | 2020-12-09 | Cancelled |  |  | 0
2020-12-09 | Charles E. Alvior Jr.20-1517 | 3 | Metal stud 2"x4"x 0.6mm thk x 3m long |  | 4 | length | 2020-12-09 | Cancelled |  |  | 0
2020-12-09 | Charles E. Alvior Jr.20-1517 | 4 | Expansion bolt 3/8"x100mm long, |  | 10 | pcs | 2020-12-09 | Cancelled |  |  | 0
2020-12-09 | Charles E. Alvior Jr.20-1517 | 5 | Masonry drill bit 3/8" |  | 1 | pc | 2020-12-09 | Cancelled |  |  | 0
5MW Generator Rewinding Enclosure
2020-08-03 | ECMG20-1363 | 1 | Sackoline, 5m x 10m |  | 2 | lengths | 2020-08-17 | PECMG20-1363-1997 | Bacolod Canvas And Upholstery Supply | 2020-10-12 | 1700 | COD
2020-08-03 | ECMG20-1363 | 2 | LED fluorescent lamp, 18 watts, Brand: Firefly |  | 3 | pcs. | 2020-08-17 | PECMG20-1363-1998 | Jas't Marketing Co. | 2020-10-12 | 684 | COD
Additional Consumables for Stator Rewinding
2020-08-19 | ECMG20-1392 | 1 | Aluminum foil adhesive tape, 2" |  | 4 | rolls | 2020-09-09 |  |  |  | 0
2020-08-19 | ECMG20-1392 | 2 | Incandescent Lamp Infrared Light Bulb, 250W, 220-240V |  | 6 | pcs. | 2020-09-09 |  |  |  | 0
2020-08-19 | ECMG20-1392 | 3 | Common nails, 1" |  | 1 | kg. | 2020-09-09 |  |  |  | 0
2020-08-19 | ECMG20-1392 | 4 | Common nails, 2" |  | 1 | kg. | 2020-09-09 |  |  |  | 0
2020-08-19 | ECMG20-1392 | 5 | Common nails, 3" |  | 1 | kg. | 2020-09-09 |  |  |  | 0
Installation and Lay-out of Feeder for Sludge Tank Heater
2019-06-22 | EIC19-1010 | 1 | Flexible Hose, Liquid Type, 1 1/2" |  | 5 | meters | 2019-11-15 |  |  |  | 0
2019-06-22 | EIC19-1010 | 2 | Flexible Connector 1 1/2" |  | 4 | pcs. | 2019-11-15 |  |  |  | 0
2019-06-22 | EIC19-1010 | 3 | GI Pipe 1 1/2" x 20ft. , Sch.20 |  | 7 | lengths | 2019-11-15 |  |  |  | 0
2019-06-22 | EIC19-1010 | 4 | RSC Coupling 1 1/2" |  | 6 | pcs. | 2019-11-15 |  |  |  | 0
2019-06-22 | EIC19-1010 | 5 | LB Conduit 1 1/2" |  | 4 | pcs. | 2019-11-15 |  |  |  | 0
2019-06-22 | EIC19-1010 | 6 | Angle bar 1/4" x 1 1/2" x 20ft. |  | 2 | lengths | 2019-11-15 |  |  |  | 0
2019-06-22 | EIC19-1010 | 7 | Ubolt 1 1/2" |  | 30 | pcs. | 2019-11-15 | PEIC19-1010-1007 | Cebu Bolt And Screw Sales | 2019-10-30 | 195 | 30 days PDC
2019-06-22 | EIC19-1010 | 8 | Expansion Bolt M10 |  | 60 | pcs. | 2019-11-15 | PEIC19-1010-1007 | Cebu Bolt And Screw Sales | 2019-10-30 | 570 | 30 days PDC
2019-06-22 | EIC19-1010 | 9 | Cable THHN 30mm? |  | 300 | meters | 2019-11-15 |  |  |  | 0
2019-06-22 | EIC19-1010 | 10 | RSC Pipe 1" |  | 5 | lengths | 2019-11-15 |  |  |  | 0
2019-06-22 | EIC19-1010 | 11 | RSC Pipe Coupling 1" |  | 3 | pcs. | 2019-11-15 |  |  |  | 0
2019-06-22 | EIC19-1010 | 12 | Ubolt 1" |  | 16 | pcs. | 2019-11-15 | PEIC19-1010-1007 | Cebu Bolt And Screw Sales | 2019-10-30 | 116 | 30 days PDC
Replacement of Jacket Water Temperature Sensor due to High OHMIC Value
2019-10-30 | EIC19-1058 | 1 | RTD PT 100 Probe with Thread and Complete Steel Thermowell ; 1/2" NPT Connection x 101.6mm |  | 3 | pcs. | 2019-11-20 |  |  |  | 0
Revision of Cable Tray Primary on Power Cable
2019-10-30 | EIC19-1059 | 1 | Cordless Hand Drill, Power Capacity: 18 VDC 400-0 - 1400Min, Brand: Makita ? 13mm Model: DF457D; with Spare Battery |  | 1 | Set | 2019-11-15 |  |  |  | 0
Replacement of Defective Gauges
2019-10-31 | EIC19-1061 | 1 | Pressure Gauge, 3 1/2" Dial Face all Stainless Steel Material, Front Flange, 1/2" NPT Bottom Connection, Range 0-140 PSI / 0-10 Bar with Stainless Steel Adapter 1/4" x 1/2" NPT, Temperature Limit 300?C |  | 3 | pcs. | 2019-11-20 |  |  |  | 0
For Replacement in DG 1 & DG 2 Governor Raise & Lower Function
2019-03-07 | EIC19-1108 | 1 | Auxiliary Relay w/ Socket Brand: Carlo Gavazzi (FEME) Coil: 24 VDC Contacts: 5 Amps, 8 Pins |  | 10 | pcs. | 2019-11-20 |  |  |  | 0
Replacement in defective heat pack # 5
2019-05-18 | EIC19-1109 | 1 | Magnetic Contactor Brand: Sprecher + Schuh CA3-60-N, 48 Volts 50Hz 55 Volts 60 Hz - coil |  | 2 | pcs. | 2019-11-28 |  |  |  | 0
Fuel Change Over Valve for Unit 4 & 5
2019-05-31 | EIC19-1110 | 1 | Direct Solenoid and Solenoid Operating Valve Brand: MAC Model No. 821C-PM-XX1BA-152 MOD: 0358 120VDC Solenoid Coil |  | 1 | unit | 2019-12-05 |  |  |  | 0
Tank Level Indicator
2019-06-08 | EIC19-1111 | 1 | Alarm Polycarbonate External Siren Specs: Working Voltage: 12 VDC Color: White, Strobe Light: Red Size: 210 (L), 115 (W), 78 (H), mm High Intensity Xenon Flashing Light Extremely Loud 110dB Piezo Sounder |  | 2 | units | 2019-12-05 |  |  |  | 0
For DG 4 & 5 Switchgear Limit Switch Interlock Contact
2019-06-08 | EIC19-1112 | 1 | Auxiliary Relay with Socket OMRON, Plug-In Type, 3 PDT, 11 Pins Model: MK3P Coil: 125 VDC |  | 2 | pcs | 2019-11-28 |  |  |  | 0
Replacement of Exhaust Gas Temparature Sensor Due to High Calibration Error
2019-06-18 | EIC19-1113 | 1 | Thermocouple, Type K, Ungrounded,Sheath diameter: 1/4", sheath length: 10", with one time adjustable compression fittings, 1/2" NPT process connection, 90 deg sheath bends with 7" hot leg and 3" cold leg, 3 meters extension leadwire trasition w/ relief spring, fiberglass insulation, solid conductor flexible armor. Order Code: K48U-010-05C,307, 15-F1A120-2, Brand: Pyromation (USA) |  | 6 | pcs | 2020-01-15 |  |  |  | 0
Substation Perimeter Lighting Re-Wiring
2019-06-25 | EIC19-1114 | 1 | UPVC Electrical Conduit 1/2" |  | 25 | lgnth | 2019-12-12 | Cancelled |  |  | 0
2019-06-25 | EIC19-1114 | 2 | UPVC Adaptor 1/2" |  | 15 | pcs | 2019-12-12 | Cancelled |  |  | 0
Replacement of DG 4 Main Bearing Control Cable Due to Re-Routing of Raceway
2019-06-29 | EIC19-1115 | 1 | PVC Control Cable Typr: JZ600/25X1 Wire Standed Cu; JZ-600; 25Z1 mm? 600/1KV Brand: HELUKABEL Part No.: 10G40 |  | 45 | meters | 2019-11-20 |  |  |  | 0
Use as Spare on 24 & 125 VDC Battery Bank
2019-07-26 | EIC19-1118 | 1 | Celned Battery VRLA CSL 12V 100AH Charging Voltage: 25?, 77? F Standby Use: 13.6 - 13.8V Cycle Use: 14.4 - 14.7V Charging Current (MAX): 30A |  | 3 | pcs | 2019-11-14 |  |  |  | 0
Common Measuring/Testing Tools
2019-07-29 | EIC19-1119 | 1 | Digital Multimeter Brand: FLUKE Model: FLUKE-77-4 w/Accessories Test Leads with 4mm Lantern Tips 9V Battery (Installed) |  | 1 | lot | 2019-11-26 |  |  |  | 0
Rewinding of Overhead Crane Hoist Motor Stator
2019-11-13 | EIC19-1122 | 1 | Magnetic Wire, AWG #21 |  | 3.5 | kgs | 2019-11-16 | PEIC19-1122-1054 | AA Electrical Supply | 2019-11-13 | 2100 | COD
Installation of Deep Well Pump-Motor Feeder Raceway
2019-11-12 | EIC19-1124 | 1 | Electrical Conduit, UPVC, 1" |  | 4 | lengths | 2019-11-16 |  |  |  | 0
2019-11-12 | EIC19-1124 | 2 | Elbow (Long), 90?, UPVC, 1" |  | 2 | pcs | 2019-11-30 |  |  |  | 0
2019-11-12 | EIC19-1124 | 3 | Adaptor with Locknut, UPVC, 1" |  | 2 | pcs | 2019-11-29 |  |  |  | 0
EIC Consumables
2019-11-14 | EIC19-1132 | 1 | Brady wire marker tape Part Number: M21-750-595-YL |  | 3 | cartridge | 2019-11-21 | Cancelled |  |  | 0
2019-11-14 | EIC19-1132 | 2 | Silica gel beads, Color: Blue |  | 5 | kgs | 2019-11-21 | Cancelled |  |  | 0
2019-11-14 | EIC19-1132 | 3 | Cable tie 3mm x 100mm |  | 200 | pcs. | 2019-11-21 | Cancelled |  |  | 0
2019-11-14 | EIC19-1132 | 4 | Cable Tie 5mm x 250mm |  | 200 | pcs. | 2019-11-21 | Cancelled |  |  | 0
2019-11-14 | EIC19-1132 | 5 | Spiral wrapping bands, SWB-12 |  | 10 | mtrs | 2019-11-21 | Cancelled |  |  | 0
2019-11-14 | EIC19-1132 | 6 | Insulated terminal lugs Size: 14-16 AWG, Fork type |  | 100 | pcs | 2019-11-21 | Cancelled |  |  | 0
2019-11-14 | EIC19-1132 | 7 | Cotton gloves |  | 5 | pairs | 2019-11-21 | Cancelled |  |  | 0
2019-11-14 | EIC19-1132 | 8 | Din rail |  | 2 | ft. | 2019-11-21 | Cancelled |  |  | 0
Replacement of Defective Protection Relay Element for Cooling Tower Fan Motor
2019-11-15 | EIC19-1135 | 1 | Thermal Overload Relay Class 10A, LRE357 Range: 37-50 Amps Brand: Schneider |  | 2 | pieces | 2019-11-25 |  |  |  | 0
Construction of CENPRI Canteen Electrical Additional
2019-11-15 | EIC19-1137 | 1 | Panel, Distribution, 8 Branches |  | 1 | piece | 2019-11-21 | PEIC19-1137-1074PEIC19-1137-1089 | Jas't Marketing Co.AA Electrical Supply | 2019-11-202019-11-25 | 3.4878 | 30 Days PDC
Replacement of Faulted Contact on Fuel Module Feed Pump Motor Disconnect Switch
2019-11-23 | EIC19-1144 | 1 | Manual motor controller disconnect switch Brand: Kraus & Naimer Model: KG41B |  | 2 | pieces | 2019-11-29 |  |  |  | 0
Replacement in Defective Relay Contact
2019-11-29 | EIC19-1154 | 1 | Auxiliary Relay, Brand: SIEMENS Coil: 125 VDC Contacts: 2NC/2NO |  | 2 | pcs | 2019-12-10 |  |  |  | 0
Spare Unit of Motor Stator
2019-12-02 | EIC19-1155 | 1 | Overhead Crane Hoist Motor Stator Brand/ Manufacturer: GMbH DEMAG Type: 2BR 100 E 12/2 BR050, 3Phase, IP55, INS CLASS F KW Rating: 1.05/7.0 RPM: 515/3390 VR: 440V, 6.90/13.60A |  | 1 | lot | 2019-12-10 | PEIC19-1155-1272PEIC19-1155-1272 | MHE - Demag (P) Inc.MHE - Demag (P) Inc. | 2020-01-142020-01-14 | 0 | 30 days upon receipt of Invoice
Electrical Consumables
2019-07-22 | EIC19-1156 | 1 | Vinyl electrical tape (big) |  | 10 | rolls | 2019-12-25 | PEIC19-1156-1152 | HKL Enterprises Incorporated | 2019-12-05 | 350 | COD
2019-07-22 | EIC19-1156 | 2 | Rubber electrical tape |  | 5 | rolls | 2019-12-25 | PEIC19-1156-1328 | Jas't Marketing Co. | 2020-02-06 | 532.5
2019-07-22 | EIC19-1156 | 3 | Cotton rags |  | 5 | kgs | 2019-12-25 | PEIC19-1156-1155PEIC19-1156-1340 | Procolors T-Shirts PrintingProcolors T-Shirts Printing | 2019-12-062020-02-10 | 250.025
2019-07-22 | EIC19-1156 | 4 | Cable tie 150mm x 3mm |  | 2 | packs | 2019-12-25 | PEIC19-1156-1345 | Ava Construction Supply | 2020-02-12 | 350
2019-07-22 | EIC19-1156 | 5 | Cable Tie 430mm x 9mm |  | 1 | pack | 2019-12-25 |  |  |  | 0
2019-07-22 | EIC19-1156 | 6 | Cable Tie 200mm x 8mm |  | 1 | pack | 2019-12-25 |  |  |  | 0
2019-07-22 | EIC19-1156 | 7 | Cable tie 10" |  | 1 | pack | 2019-12-25 | PEIC19-1156-1346 | Ava Construction Supply | 2020-02-12 | 250
2019-07-22 | EIC19-1156 | 8 | Soldering paste, 50 grams |  | 1 | can | 2019-12-25 |  |  |  | 0
2019-07-22 | EIC19-1156 | 9 | Soldering lead 60/40 |  | 1 | spool | 2019-12-25 |  |  |  | 0
2019-07-22 | EIC19-1156 | 10 | Liquid soap |  | 1 | gal | 2019-12-25 | PEIC19-1156-1154PEIC19-1156-1230 | SM SUPERMARKETTMVG Multi-Sales, Inc. | 2019-12-062020-01-03 | 0.21975
2019-07-22 | EIC19-1156 | 11 | Battery AA |  | 8 | pcs. | 2019-12-25 |  |  |  | 0
2019-07-22 | EIC19-1156 | 12 | Masking Tape 1/2" |  | 5 | rolls | 2019-12-25 | PEIC19-1156-1334 | HKL Enterprises Incorporated | 2020-02-10 | 75
2019-07-22 | EIC19-1156 | 13 | Masking Tape 1" |  | 5 | rolls | 2019-12-25 | PEIC19-1156-1334 | HKL Enterprises Incorporated | 2020-02-10 | 140
2019-07-22 | EIC19-1156 | 14 | Abrasive paper 180, water resistant |  | 5 | sheets | 2019-12-25 | PEIC19-1156-1352 | Visayan Construction Supply | 2020-02-13 | 60 | COD
2019-07-22 | EIC19-1156 | 15 | Abrasive paper, 300, water resistant |  | 5 | sheets | 2019-12-25 | PEIC19-1156-1352 | Visayan Construction Supply | 2020-02-13 | 60 | COD
2019-07-22 | EIC19-1156 | 16 | Stretch Film, 23micron x 300mm x 300mtrs |  | 1 | roll | 2019-12-25 | PEIC19-1156-1376 | Ace Hardware Philippines, Inc. - Bacolod Branch | 2020-02-20 | 659.75
2019-07-22 | EIC19-1156 | 17 | Braided flat polyester tie cord, size: .125" X .010" X 250 YDS. , type: DHS 2-CL |  | 1 | roll | 2019-12-25 |  |  |  | 0
Makeshift Oven for Rotor Pole #2
2019-09-13 | EIC19-1159 | 1 | Plywood; Ordinary 1/4" thickness |  | 3 | sheets | 2019-12-20 | PEIC19-1159-1173 | Visayan Construction Supply | 2019-12-11 | 1350 | COD
Bearing Replacement for Cooling Tower Fan Motor
2019-12-20 | EIC19-1171 | 1 | Bearing, 6312RZ |  | 2 | pcs | 2019-12-20 | PEIC19-1171-1219 | CAR-V Industrial Sales | 2019-12-20 | 5810 | COD
Consumables for Stator Rewinding.
2019-10-07 | EIC20-1176 | 1 | Insulating varnish, glyptal red 1201, 1gal/pail |  | 2 | pails | 2020-01-06 | PEIC20-1176-1329 | TMVG Multi-Sales, Inc. | 2020-02-07 | 3000 | COD
2019-10-07 | EIC20-1176 | 2 | Cotton rags |  | 5 | kls | 2020-01-06 | PEIC20-1176-1241 | Procolors T-Shirts Printing | 2020-01-07 | 250
2019-10-07 | EIC20-1176 | 3 | Chemical mask, N95 |  | 3 | pieces | 2020-01-06 | PEIC20-1176-1276 | MED CARE SUPPLIES | 2020-01-15 | 480 | COD
2019-10-07 | EIC20-1176 | 4 | Safety glasses, Ordinary |  | 3 | pieces | 2020-01-06 |  |  |  | 0
2019-10-07 | EIC20-1176 | 5 | Bottle brush, nylon twisted G.I wire handle, Ordinary |  | 6 | pieces | 2020-01-06 |  |  |  | 0
2019-10-07 | EIC20-1176 | 6 | Laundry brush, Plastic Handle |  | 6 | pieces | 2020-01-06 |  |  |  | 0
2019-10-07 | EIC20-1176 | 7 | Penetrating oil WD-40, 385 ml |  | 2 | cans | 2020-01-06 | PEIC20-1176-1248 | C. Y. Ong Multi-Distributor | 2020-01-07 | 420
2019-10-07 | EIC20-1176 | 8 | Lacquer thinner 4L/can (1 gallon) |  | 5 | cans | 2020-01-06 | PEIC20-1176-1243 | Visayan Construction Supply | 2020-01-07 | 1100
2019-10-07 | EIC20-1176 | 9 | Paint reducer 4L/can (1 gallon) |  | 2 | cans | 2020-01-06 |  |  |  | 0
2019-10-07 | EIC20-1176 | 10 | Lacquer paint, color: blaze orange, 4L |  | 2 | cans | 2020-01-06 | PEIC20-1176-1331 | Sugarland Hardware Corp. | 2020-02-07 | 1760 | COD
2019-10-07 | EIC20-1176 | 11 | Copper fine brush |  | 6 | pieces | 2020-01-06 | PEIC20-1176-1296 | Greenlane Hardware and Construction Supply Inc | 2020-01-29 | 159 | COD
2019-10-07 | EIC20-1176 | 12 | Loctite 401, 20 grams |  | 3 | bot. | 2020-01-06 | PEIC20-1176-1250PEIC20-1176-1362 | Simplex Industrial Corp.Visayan Construction Supply | 2020-01-082020-02-17 | 770.3949 | COD
2019-10-07 | EIC20-1176 | 13 | Silica gel, color: White, 200grams/pack |  | 2 | packs | 2020-01-06 | PEIC20-1176-1270PEIC20-1176-1284 | Ace Hardware Philippines, Inc. - Bacolod BranchTMVG Multi-Sales, Inc. | 2020-01-132020-01-21 | 0 | COD
2019-10-07 | EIC20-1176 | 14 | Paint brush, 1" |  | 5 | pcs | 2020-01-06 | PEIC20-1176-1246 | Greenlane Hardware and Construction Supply Inc | 2020-01-07 | 140 | COD
2019-10-07 | EIC20-1176 | 15 | Paint brush, 2" |  | 5 | pcs | 2020-01-06 | PEIC20-1176-1245 | Greenlane Hardware and Construction Supply Inc | 2020-01-07 | 62.5
2019-10-07 | EIC20-1176 | 16 | Paint brush, 4" |  | 5 | pcs | 2020-01-06 | PEIC20-1176-1286 | Visayan Construction Supply | 2020-01-23 | 233.75 | COD
2019-10-07 | EIC20-1176 | 17 | Masking tape, 1" |  | 15 | rolls | 2020-01-06 |  |  |  | 0
2019-10-07 | EIC20-1176 | 18 | Sandpaper, G80, 15mtrs/roll |  | 1 | roll | 2020-01-06 | PEIC20-1176-1268 | Visayan Construction Supply | 2020-01-13 | 2850 | COD
2019-10-07 | EIC20-1176 | 19 | Sandpaper, G120 |  | 10 | sheets | 2020-01-06 | PEIC20-1176-1286 | Visayan Construction Supply | 2020-01-23 | 100 | COD
2019-10-07 | EIC20-1176 | 20 | Paint brush roller, 4 inches |  | 2 | pcs | 2020-01-06 | PEIC20-1176-1246 | Greenlane Hardware and Construction Supply Inc | 2020-01-07 | 12 | COD
2019-10-07 | EIC20-1176 | 21 | 3M Vinyl electrical tape x 25m |  | 5 | rolls | 2020-01-06 | PEIC20-1176-1242 | HKL Enterprises Incorporated | 2020-01-07 | 175
Consumables for Stator Rewinding (Additional)
2020-01-03 | EIC20-1177 | 1 | GE 9700 clear baking insulating varnish |  | 5 | gals. | 2020-01-07 |  |  |  | 0
2020-01-03 | EIC20-1177 | 2 | Scotch brite heavy duty green scours pads size: 6.0" x 3.8" x 152mm x 96mm |  | 20 | pcs. | 2020-01-07 |  |  |  | 0
2020-01-03 | EIC20-1177 | 3 | Copper tubing, soft drawn, 99.9% cu,1mm thickness, 10mm ID |  | 2 | kgs. | 2020-01-07 |  |  |  | 0
2020-01-03 | EIC20-1177 | 4 | Tru coat industrial paint, insulating varnish reducer cat. #250 |  | 5 | gals. | 2020-01-07 |  |  |  | 0
2020-01-03 | EIC20-1177 | 5 | Pentel pen Fine, Permanent Marker |  | 2 | pcs. | 2020-01-07 |  |  |  | 0
Additional Consumables for Stator Rewinding (Supersede PR-001-2020)
2020-01-07 | EIC20-1181 | 1 | Heavy duty Duct tape, brand: 3M, 1.88" x 60 yards x 10.7 mils |  | 2 | rolls | 2020-01-10 | PEIC20-1181-1295 | Robinsons Handyman Inc. | 2020-01-29 | 1400 | COD
2020-01-07 | EIC20-1181 | 2 | Scotch brite heavy duty green scours pads size: 6.0" x 3.8" x 152mm x 96mm |  | 20 | pcs. | 2020-01-10 | PEIC20-1181-1274 | SM SUPERMARKET | 2020-01-14 | 0 | COD
2020-01-07 | EIC20-1181 | 3 | Copper tubing, soft drawn, 99.9% cu,1mm thickness, 10mm ID |  | 15 | rolls | 2020-01-10 |  |  |  | 0
2020-01-07 | EIC20-1181 | 4 | Vise grip duck bill clamps |  | 1 | pc. | 2020-01-10 | PEIC20-1181-1275 | Ace Hardware Philippines, Inc. - Bacolod Branch | 2020-01-15 | 349.75 | COD
2020-01-07 | EIC20-1181 | 5 | Clear baking insulating varnish |  | 10 | gals. | 2020-01-10 | PEIC20-1181-1330 | TMVG Multi-Sales, Inc. | 2020-02-07 | 7500 | COD
2020-01-07 | EIC20-1181 | 6 | Tru coat industrial paint, insulating varnish reducer cat. #250 |  | 5 | gals. | 2020-01-10 | PEIC20-1181-1330 | TMVG Multi-Sales, Inc. | 2020-02-07 | 2250 | COD
2020-01-07 | EIC20-1181 | 7 | Pentel pen Fine, Permanent Marker |  | 2 | pcs. | 2020-01-10 |  |  |  | 0
2020-01-07 | EIC20-1181 | 8 | Acetylene |  | 2 | cyl. | 2020-01-10 |  |  |  | 0
2020-01-07 | EIC20-1181 | 9 | Oxygen |  | 4 | cyl. | 2020-01-10 |  |  |  | 0
2020-01-07 | EIC20-1181 | 10 | Copper long barrel lugs, cable size: 95mm2 , stud hole: M12, item code: CAL95LB-12 |  | 14 | pcs. | 2020-01-10 |  |  |  | 0
Construction of CENPRI Canteen Electrical Additional (Supersede PR-534-2019 item No. 5)
2020-01-09 | EIC20-1183 | 1 | Breaker, Safety, 30A, single phase, 240V |  | 3 | sets | 2020-01-14 | Cancelled |  |  | 0
Replacement Motor Stator
2020-01-10 | EIC20-1184 | 1 | Overhead Crane Hoist Motor Stator Brand/ Manufacturer: GMbH DEMAG Type: 2BR 100 E 12/2 BR050, 3Phase, IP55, INS CLASS F KW Rating: 1.05/7.0 RPM: 515/3390 VR: 440V, 6.90/13.60A |  | 1 | lot | 2020-02-29 | PEIC20-1184-1556PEIC20-1184-1556 | MHE - Demag (P) Inc.MHE - Demag (P) Inc. | 2020-05-272020-05-27 | 0
Construction of CENPRI Canteen Electrical Additional (Supersede PR-534-2019 item No. 5)
2020-01-09 | EIC20-1186 | 1 | Breaker, Safety, 30A, single phase, 240V |  | 3 | sets | 2020-01-14 | PEIC20-1186-1265 | Jas't Marketing Co. | 2020-01-11 | 1125 | 30 days PDC
Replacement of Defective Power Circuit
2020-01-14 | EIC20-1191 | 1 | Magnetic Contactor Brand: Schneider, LC1D258 40 Amps, 690V, 50/60 hz, 3phase 5.5kW - 230 V 11kW - 440 V 15kW - 500-690 V |  | 2 | pieces | 2020-01-22 |  |  |  | 0
Additional Consumables for Stator Rewinding (Supersede PR-001-2020)
2020-01-07 | EIC20-1193 | 1 | Scotch brite heavy duty green scours pads size: 6.0" x 3.8" x 152mm x 96mm |  | 20 | pcs. | 2020-01-16 | Cancelled |  |  | 0
Additional Consumables for Stator Rewinding (Supersede PR-001-2020)
2020-01-07 | EIC20-1194 | 1 | Scotch brite heavy duty green scours pads size: 6.0" x 3.8" x 152mm x 96mm |  | 7 | packs | 2020-01-17 | PEIC20-1194-1281 | SM SUPERMARKET | 2020-01-17 | 558.25 | COD
EIC Consumables Month of January
2020-01-15 | EIC20-1199 | 1 | Cotton rags |  | 5 | kgs. | 2020-01-27 | PEIC20-1199-1406 | Procolors T-Shirts Printing | 2020-02-24 | 250
2020-01-15 | EIC20-1199 | 2 | WD40 Multi-purpose |  | 1 | cans | 2020-01-27 | PEIC20-1199-1393 | C. Y. Ong Multi-Distributor | 2020-02-24 | 210
2020-01-15 | EIC20-1199 | 3 | Contact cleaner |  | 2 | cans | 2020-01-27 | PEIC20-1199-1404 | Visayan Construction Supply | 2020-02-24 | 620
2020-01-15 | EIC20-1199 | 4 | Denatured alcohol |  | 1 | liter | 2020-01-27 | PEIC20-1199-1450 | Visayan Construction Supply | 2020-02-28 | 240
2020-01-15 | EIC20-1199 | 5 | Vinyl electrical tape (Big), brand: armak |  | 10 | rolls | 2020-01-27 | PEIC20-1199-1383 | AA Electrical Supply | 2020-02-21 | 350 | COD
2020-01-15 | EIC20-1199 | 6 | Cotton with rubber gloves |  | 8 | pairs | 2020-01-27 | PEIC20-1199-1436 | A-one Industrial Sales | 2020-02-26 | 328
2020-01-15 | EIC20-1199 | 7 | Cable tie 450mm x 5mm |  | 50 | pcs | 2020-01-27 | PEIC20-1199-1483 | Jas't Marketing Co. | 2020-03-05 | 0
2020-01-15 | EIC20-1199 | 8 | Cable tie 150mm x 3mm |  | 50 | pcs. | 2020-01-27 | PEIC20-1199-1421 | Jas't Marketing Co. | 2020-02-24 | 38
2020-01-15 | EIC20-1199 | 9 | Cable Tie 200mm x 8mm |  | 50 | pcs. | 2020-01-27 | PEIC20-1199-1421 | Jas't Marketing Co. | 2020-02-24 | 77
2020-01-15 | EIC20-1199 | 10 | Distilled water |  | 4 | quarts | 2020-01-27 | PEIC20-1199-1453 | Samson Merchandising Inc. | 2020-02-28 | 40
2020-01-15 | EIC20-1199 | 11 | Battery AA |  | 9 | pcs. | 2020-01-27 | PEIC20-1199-1422 | New Llacer Electronics & Electrical Supply | 2020-02-24 | 441
2020-01-15 | EIC20-1199 | 12 | Battery 9 Volts |  | 1 | pcs. | 2020-01-27 | PEIC20-1199-1422 | New Llacer Electronics & Electrical Supply | 2020-02-24 | 190
2020-01-15 | EIC20-1199 | 13 | Masking tape 1/2" |  | 3 | rolls | 2020-01-27 | PEIC20-1199-1379 | HKL Enterprises Incorporated | 2020-02-20 | 45
2020-01-15 | EIC20-1199 | 14 | Masking tape 1" |  | 3 | rolls | 2020-01-27 | PEIC20-1199-1379 | HKL Enterprises Incorporated | 2020-02-20 | 84
2020-01-15 | EIC20-1199 | 15 | Abrasive paper 180, water resistant |  | 5 | sheets | 2020-01-27 | PEIC20-1199-1469 | Visayan Construction Supply | 2020-03-02 | 50 | COD
2020-01-15 | EIC20-1199 | 16 | Drill bit, 3/6 |  | 2 | pcs. | 2020-01-27 | PEIC20-1199-1480 | Greenlane Hardware and Construction Supply Inc | 2020-03-05 | 167 | COD
2020-01-15 | EIC20-1199 | 17 | Drill bit, 1/4 |  | 2 | pcs. | 2020-01-27 | PEIC20-1199-1468 | Greenlane Hardware and Construction Supply Inc | 2020-03-02 | 254.5 | COD
2020-01-15 | EIC20-1199 | 18 | Broom |  | 1 | pc. | 2020-01-27 | PEIC20-1199-1405 | Belen Store | 2020-02-24 | 45
For SJ6000 Mitsubishi Purifier on Fuel Recovery Module
2020-01-17 | EIC20-1201 | 1 | Magnetic contactor Brand: Schneider, LC1E40 Specs: 40Amp, 690V, 3Pole AC, 50/60 Hz |  | 3 | pcs. | 2020-01-27 |  |  |  | 0
2020-01-17 | EIC20-1201 | 2 | Thermal Overload Relay Brand: Schneider, LRD 33, Range: 17-104 Amps. |  | 2 | pcs. | 2020-01-27 |  |  |  | 0
2020-01-17 | EIC20-1201 | 3 | Timer Relay Brand: Schneider, LADT2, On Delay Product: TeSys D (Ui) Rated Insulation Voltage: 600 V confirming to IEC 60947-1 |  | 2 | pcs. | 2020-01-27 |  |  |  | 0
2020-01-17 | EIC20-1201 | 4 | Yokoha Inductrial Control Potential Transformer Capacity: 25 VA, Primary Voltage: 440 Vac, Secondary Voltage: 120 Vac, Single phase, 60Hz |  | 1 | unit | 2020-01-27 |  |  |  | 0
Sludge Tank Heater Controller Installation
2020-01-17 | EIC20-1202 | 1 | Magnetic contactor Brand: Schneider, LC1E40 Specs: 40Amp, 690V, 3Pole AC, 50/60 Hz |  | 2 | pcs. | 2020-01-28 |  |  |  | 0
2020-01-17 | EIC20-1202 | 2 | Temperature Controller Brand: TOHO, TM-004-RA |  | 3 | pcs. | 2020-01-28 |  |  |  | 0
2020-01-17 | EIC20-1202 | 3 | Push Button Green, Schneider, XB7-NA-1 |  | 4 | pcs. | 2020-01-28 | PEIC20-1202-2370 | Newbridge Electrical Enterprises | 2021-01-12 | 0 | COD
2020-01-17 | EIC20-1202 | 4 | Push Button Red, Schneider, XB7-NA-2 |  | 4 | pcs. | 2020-01-28 | PEIC20-1202-2370 | Newbridge Electrical Enterprises | 2021-01-12 | 0 | COD
2020-01-17 | EIC20-1202 | 5 | Indicating lamps Red, Schneider, AD22-22DS, LED, AC 220, 20mA |  | 4 | pcs. | 2020-01-28 | PEIC20-1202-2370 | Newbridge Electrical Enterprises | 2021-01-12 | 0 | COD
2020-01-17 | EIC20-1202 | 6 | Indicating lamps Green, Schneider, AD22-22DS, LED, AC 220, 20mA |  | 4 | pcs. | 2020-01-28 | PEIC20-1202-2370 | Newbridge Electrical Enterprises | 2021-01-12 | 0 | COD
2020-01-17 | EIC20-1202 | 7 | LTFMC Straight connector 1" diameter |  | 4 | pcs. | 2020-01-28 | PEIC20-1202-2405 | HKL Enterprises Incorporated | 2021-01-21 | 340 | COD
2020-01-17 | EIC20-1202 | 8 | LTFMC 90? elbow, 1" diameter |  | 4 | pcs. | 2020-01-28 | PEIC20-1202-2405PEIC20-1202-2434 | HKL Enterprises IncorporatedHKL Enterprises Incorporated | 2021-01-212021-02-01 | 200.006 | COD
2020-01-17 | EIC20-1202 | 9 | Pullbox 4x4 metal |  | 5 | pcs. | 2020-01-28 | PEIC20-1202-2405 | HKL Enterprises Incorporated | 2021-01-21 | 1100 | COD
2020-01-17 | EIC20-1202 | 10 | MCCB Breaker Brand: Schneider EZC100H, 3 Pole, 30kA Category: Easypact EZC Rated current: 100 (40?C) Rated insulated voltage: 690Vac , 50/60 Hz |  | 1 | unit | 2020-01-28 |  |  |  | 0
2020-01-17 | EIC20-1202 | 11 | THHN Copper wire 14mm? |  | 95 | mtrs. | 2020-01-28 |  |  |  | 0
For SJ6000 Purifier Motor Load Monitoring
2020-01-20 | EIC20-1203 | 1 | Current Transformer Brand: Relco / Crompton Instruments Type: Ring / Window, 600 Vac, Ratio: 60:5 Burden: 5VA Accuracy class: 1 |  | 1 | pc. | 2020-01-27 |  |  |  | 0
2020-01-20 | EIC20-1203 | 2 | Ammeter Brand: Relco / Crompton Instruments Ratio: 60:5 Size: 72x72mm |  | 1 | pc. | 2020-01-27 |  |  |  | 0
Tools for Stator Rewinding (Supersede to PR-018-2020)
2020-01-17 | EIC20-1210 | 1 | Plastic hammer, 2lbs, Diameter head: 50-60mm |  | 2 | pcs | 2020-02-03 |  |  |  | 0
Replacement of L.O. Circulating Pump-Motor Overload Protection Due to Over Range with Respect to Motor Protection
2020-01-23 | EIC20-1214 | 1 | Thermal Overload Relay Brand: Schneider Product Name: TeSys LRD08 Thermal protection adjustment range: 2.5 - 4 Amp. Rated insulating voltage: 600Vac confirming to IEC 60947-4-1 |  | 5 | pcs. | 2020-01-29 | PEIC20-1214-1657 | Newbridge Electrical Enterprises | 2020-07-10 | 3643.25 | 15 days PDC
Material for Stator Rewinding
2020-01-27 | EIC20-1216 | 1 | G11 Garolite/Epoxy Glass Fabric Laminated Sheet Size: 1/2" thickness , 1foot x 1foot |  | 1 | sheet | 2020-02-03 |  |  |  | 0
Replacement of Defective Generator Potential Transformer
2020-01-28 | EIC20-1219 | 1 | Potential Transformer with Two fuses Brand: Instrument Transformers, Inc. Pri. Voltage: 7200, Ratio: 60:1, Secondary Voltage: 120 Catalog numbers: PTW4-2-75-722FF Maximum system voltage: 9.52kV, BIL 75kV Thermal Rating: 1500VA at 30?C amb. Accuracy class: 0.3 WXMYZ, 1.2ZZ at 100% rated voltage with 120V based ANSI burden |  | 2 | units | 2020-01-29 | PEIC20-1219-1319PEIC20-1219-1319PEIC20-1219-1338PEIC20-1219-1338 | Lectrix Solutions Electrical Supplies & Services CebuLectrix Solutions Electrical Supplies & Services CebuLectrix Solutions Electrical Supplies & Services CebuLectrix Solutions Electrical Supplies & Services Cebu | 2020-02-042020-02-042020-02-102020-02-10 | 0 | Cash before delivery
Consumables for Stator Rewinding (Supersede Items #3 and #10 @ PR-004-2020)
2020-01-30 | EIC20-1221 | 1 | Copper tubing, soft drawn, 99.9% cu,1mm thickness, 17mm ID |  | 5 | meters | 2020-02-21 |  |  |  | 0
2020-01-30 | EIC20-1221 | 2 | Copper bellmouth lugs, cable size: 95mm2 , L: 57, L1: 21.0, stud hole: M12, item code: CLMS-95-12 |  | 14 | pcs. | 2020-02-29 |  |  |  | 0
Replacement of Defective Controller on Air Compressor # 1
2020-02-08 | EIC20-1232 | 1 | EasyPact TVS Contactor Brand: Schneider, LC1E40M5 Service Short Name: LC1E |  | 2 | pcs. | 2020-02-15 | PEIC20-1232-1658 | Newbridge Electrical Enterprises | 2020-07-10 | 4875.1 | 15 days PDC
2020-02-08 | EIC20-1232 | 2 | Thermal Overload Brand: Schneider, LRE40 |  | 2 | pcs. | 2020-02-15 | PEIC20-1232-1658 | Newbridge Electrical Enterprises | 2020-07-10 | 2376.1 | 15 days PDC
Upgrading of Tank Farm Feeder Due to Additional Loads (Heaters, Purifier, Motors Installations)
2020-02-24 | EIC20-1247 | 1 | THHN Copper Conductor Size: 400 MCM |  | 510 | meters | 2020-03-09 |  |  |  | 0
2020-02-24 | EIC20-1247 | 2 | Terminal Lugs single hole, copper AWG 400 MCM Brand: Schneider, LRE40 |  | 6 | pcs. | 2020-03-09 |  |  |  | 0
EIC Consumables
2020-02-29 | EIC20-1251 | 1 | Cotton rags |  | 5 | kgs. | 2020-03-20 | PEIC20-1251-1580 | Procolors T-Shirts Printing | 2020-06-08 | 250
2020-02-29 | EIC20-1251 | 2 | WD40 Multi-purpose |  | 1 | can | 2020-03-20 | PEIC20-1251-1574 | C. Y. Ong Multi-Distributor | 2020-06-08 | 210
2020-02-29 | EIC20-1251 | 3 | Contact cleaner |  | 2 | cans | 2020-03-27 | PEIC20-1251-1529 | Visayan Construction Supply | 2020-05-20 | 620
2020-02-29 | EIC20-1251 | 4 | Denatured alcohol |  | 1 | liter | 2020-03-27 | PEIC20-1251-1531 | Visayan Construction Supply | 2020-05-20 | 240
2020-02-29 | EIC20-1251 | 5 | Vinyl electrical tape (Big), brand: armak |  | 10 | rolls | 2020-03-27 | PEIC20-1251-1552 | HKL Enterprises Incorporated | 2020-05-26 | 285 | COD
2020-02-29 | EIC20-1251 | 6 | Cotton with rubber gloves |  | 5 | pairs | 2020-04-03 | PEIC20-1251-1579 | A-one Industrial Sales | 2020-06-08 | 205
2020-02-29 | EIC20-1251 | 7 | Distilled water |  | 4 | quarts | 2020-03-27 | PEIC20-1251-1551 | Samson Merchandising Inc. | 2020-05-26 | 40
2020-02-29 | EIC20-1251 | 8 | Battery 9 Volts |  | 1 | piece | 2020-03-20 | PEIC20-1251-1618 | New Llacer Electronics & Electrical Supply | 2020-06-23 | 190 | COD
2020-02-29 | EIC20-1251 | 9 | Battery AAA |  | 4 | sheets | 2020-03-27 | PEIC20-1251-1550 | New Llacer Electronics & Electrical Supply | 2020-05-26 | 220
2020-02-29 | EIC20-1251 | 10 | Battery 1.5Volts, C Size, Brand: Energizer |  | 8 | piece | 2020-03-13 | PEIC20-1251-1618 | New Llacer Electronics & Electrical Supply | 2020-06-23 | 248 | COD
2020-02-29 | EIC20-1251 | 11 | Insulated cord end terminal lugs, Pin Type Size: #16 AWG |  | 50 | pcs. | 2020-03-20 | PEIC20-1251-1613 | Jas't Marketing Co. | 2020-06-22 | 112.5 | COD
2020-02-29 | EIC20-1251 | 12 | Insulated cord end terminal lugs, Pin Type Size: #14 AWG |  | 50 | pcs. | 2020-03-20 |  |  |  | 0
2020-02-29 | EIC20-1251 | 13 | Insulated terminal lugs Size: 16-14 AWG, Fork type |  | 50 | pcs. | 2020-03-13 | PEIC20-1251-1613 | Jas't Marketing Co. | 2020-06-22 | 125 | COD
2020-02-29 | EIC20-1251 | 14 | Insulated terminal lugs Size: 12-10 AWG, Fork type |  | 50 | pcs. | 2020-03-20 | PEIC20-1251-1613 | Jas't Marketing Co. | 2020-06-22 | 150 | COD
OHC Hoist Motor Rewinding
2020-03-05 | EIC20-1253 | 1 | Enamel Coated Magnetic Wire Size: AWG #20 Note: As per sample |  | 6 | kgs. | 2020-03-23 | PEIC20-1253-1655 | HKL Enterprises Incorporated | 2020-07-10 | 3870 | COD
Crate for Old Stator Coils (MCI) from Container Van
2020-03-05 | EIC20-1254 | 1 | PlyWood, 4' x 8' x 1/2" thickness |  | 9 | sheets | 2020-03-23 |  |  |  | 0
2020-03-05 | EIC20-1254 | 2 | PlyWood, 4' x 8' x 1/4" thickness |  | 4 | sheets | 2020-03-07 |  |  |  | 0
2020-03-05 | EIC20-1254 | 3 | Good lumber, 2' x 3' x 12' |  | 28 | pcs. | 2020-03-07 |  |  |  | 0
2020-03-05 | EIC20-1254 | 4 | Styrofoam board, color: white, size: 6' x 6' x 2" thickness |  | 8 | sheets | 2020-03-07 |  |  |  | 0
2020-03-05 | EIC20-1254 | 5 | Styrofoam board, color: white, size: 2' x 6' x 1" thickness |  | 12 | sheets | 2020-03-07 |  |  |  | 0
2020-03-05 | EIC20-1254 | 6 | Styrofoam board, color: white, size: 3' x 5' x 1" thickness |  | 6 | sheets | 2020-03-07 |  |  |  | 0
2020-03-05 | EIC20-1254 | 7 | Silica gel, white beads, 200grams/pack |  | 5 | packs | 2020-03-07 |  |  |  | 0
Consumable for Hoist Motor Rewinding
2020-03-07 | EIC20-1256 | 1 | Cotton wire sleeving Size: 4mm diameter Note: As per sample |  | 1 | roll | 2020-03-23 | PEIC20-1256-1706 | Bacolod Electrical Supply | 2020-07-21 | 895
Replacement of Damaged Hole Saw
2020-03-06 | EIC20-1257 | 1 | Hole Saw Drill Bit 25mm, HSS , Brand: Duwell |  | 1 | pc/s | 2020-03-23 | PEIC20-1257-1659 | SGS Hardware Corporation | 2020-07-10 | 205
2020-03-06 | EIC20-1257 | 2 | Hole Saw Drill Bit, 3/4" , HSS 20 ZH, Brand: Duwell |  | 1 | pc/s | 2020-03-23 | PEIC20-1257-1659 | SGS Hardware Corporation | 2020-07-10 | 160
For Replacement of Damaged Hand Drill
2020-03-06 | EIC20-1260 | 1 | Hand Drill, Cordless with Battery Pack, Brand: Makita, Model: DF-457D See attached for addtn'l details and damaged report. |  | 1 | unit | 2020-03-23 |  |  |  | 0
EIC Consumables
2020-01-15 | EIC20-1261 | 1 | Cable tie 450mm x 5mm |  | 1 | pack | 2020-03-20 | PEIC20-1261-1491 | Jas't Marketing Co. | 2020-03-11 | 467
ECMG Office Renovation Electrical
2020-03-12 | EIC20-1266 | 1 | Breaker, Circuit, Bolt On, 20A, 2P, 220-240V |  | 1 | pcs | 2020-03-26 | PEIC20-1266-1537PEIC20-1266-1548 | Jas't Marketing Co.Jas't Marketing Co. | 2020-05-212020-05-22 | 0.252 | 30 days PDC.
2020-03-12 | EIC20-1266 | 2 | Breaker, Circuit, Bolt On, 30A, 2P, 220-240V |  | 2 | pcs | 2020-03-26 | PEIC20-1266-1537PEIC20-1266-1548 | Jas't Marketing Co.Jas't Marketing Co. | 2020-05-212020-05-22 | 0.50401 | 30 days PDC.
2020-03-12 | EIC20-1266 | 3 | Breaker, Circuit, Bolt On, 25A, 2P, 220-240V |  | 1 | pcs | 2020-03-26 |  |  |  | 0
2020-03-12 | EIC20-1266 | 4 | Switch, Flush Type w/ Plate Cover, 2 gang, Brand: Royu |  | 5 | sets | 2020-03-26 | PEIC20-1266-1536PEIC20-1266-1541PEIC20-1266-1544PEIC20-1266-1547 | HKL Enterprises IncorporatedHKL Enterprises IncorporatedHKL Enterprises IncorporatedHKL Enterprises Incorporated | 2020-05-212020-05-212020-05-212020-06-11 | 0 | 30 days PDC.
2020-03-12 | EIC20-1266 | 5 | Outlet, Flush Type w/ Plate Cover, 2 gang, Brand: Royu |  | 15 | sets | 2020-03-26 | PEIC20-1266-1662 | HKL Enterprises Incorporated | 2020-07-10 | 1237.5 | 30 days PDC.
2020-03-12 | EIC20-1266 | 6 | Outlet, Flush Type w/ Plate Cover, 1 gang, Brand: Royu |  | 3 | sets | 2020-03-26 | PEIC20-1266-1536PEIC20-1266-1541PEIC20-1266-1544PEIC20-1266-1547 | HKL Enterprises IncorporatedHKL Enterprises IncorporatedHKL Enterprises IncorporatedHKL Enterprises Incorporated | 2020-05-212020-05-212020-05-212020-06-11 | 0 | 30 days PDC.
2020-03-12 | EIC20-1266 | 7 | Outlet, Aircon, Flush Type w/ Plate Cover, Brand: Royu |  | 2 | sets | 2020-03-26 | PEIC20-1266-1536PEIC20-1266-1541PEIC20-1266-1544PEIC20-1266-1547 | HKL Enterprises IncorporatedHKL Enterprises IncorporatedHKL Enterprises IncorporatedHKL Enterprises Incorporated | 2020-05-212020-05-212020-05-212020-06-11 | 0 | 30 days PDC.
2020-03-12 | EIC20-1266 | 8 | Box, Utility, UPVC, w/ Screw |  | 25 | pcs | 2020-03-22 | PEIC20-1266-1600 | HKL Enterprises Incorporated | 2020-06-11 | 712.5 | 30 days PDC.
2020-03-12 | EIC20-1266 | 9 | Box, Junction with cover, UPVC, 4"x4" |  | 10 | pcs | 2020-03-22 | PEIC20-1266-1536PEIC20-1266-1541PEIC20-1266-1544PEIC20-1266-1547 | HKL Enterprises IncorporatedHKL Enterprises IncorporatedHKL Enterprises IncorporatedHKL Enterprises Incorporated | 2020-05-212020-05-212020-05-212020-06-11 | 0 | 30 days PDC.
2020-03-12 | EIC20-1266 | 10 | Wire, Copper, THW, 5.5mm?, AWG #10, color: black |  | 1 | box | 2020-03-26 | PEIC20-1266-1630 | AA Electrical Supply | 2020-07-06 | 4500 | 30 days PDC.
2020-03-12 | EIC20-1266 | 11 | Wire, Copper, THW, 3.5mm?, AWG #12, color: black |  | 2.5 | box | 2020-03-26 | PEIC20-1266-1630 | AA Electrical Supply | 2020-07-06 | 5800 | 30 days PDC.
2020-03-12 | EIC20-1266 | 12 | Wire, Copper, THW, 2.0mm?, AWG #14, color: black |  | 1 | box | 2020-03-26 | PEIC20-1266-1630 | AA Electrical Supply | 2020-07-06 | 2100 | 30 days PDC.
2020-03-12 | EIC20-1266 | 13 | Pipe, UPVC conduit, 1/2", Color: orange |  | 40 | lgths | 2020-03-22 | PEIC20-1266-1537PEIC20-1266-1548 | Jas't Marketing Co.Jas't Marketing Co. | 2020-05-212020-05-22 | 0.23602 | 30 days PDC.
2020-03-12 | EIC20-1266 | 14 | Pipe, UPVC conduit, 3/4", Color: orange |  | 7 | lgths | 2020-03-22 | PEIC20-1266-1537PEIC20-1266-1548 | Jas't Marketing Co.Jas't Marketing Co. | 2020-05-212020-05-22 | 0.51105 | 30 days PDC.
2020-03-12 | EIC20-1266 | 15 | Pipe, Flexible Corrugated Conduit, UPVC, 1/2", Color: Orange |  | 100 | meters | 2020-03-22 | PEIC20-1266-1537PEIC20-1266-1548 | Jas't Marketing Co.Jas't Marketing Co. | 2020-05-212020-05-22 | 0.006507 | 30 days PDC.
2020-03-12 | EIC20-1266 | 16 | Tape, Vinyl, Electrical, Big; Brand: Armark |  | 6 | rolls | 2020-03-22 | PEIC20-1266-1536PEIC20-1266-1541PEIC20-1266-1544PEIC20-1266-1547 | HKL Enterprises IncorporatedHKL Enterprises IncorporatedHKL Enterprises IncorporatedHKL Enterprises Incorporated | 2020-05-212020-05-212020-05-212020-06-11 | 0 | 30 days PDC.
2020-03-12 | EIC20-1266 | 17 | Receptacle, Ceiling, Firefly, E27, 4" |  | 10 | pcs | 2020-03-30 | PEIC20-1266-1536PEIC20-1266-1541PEIC20-1266-1544PEIC20-1266-1547 | HKL Enterprises IncorporatedHKL Enterprises IncorporatedHKL Enterprises IncorporatedHKL Enterprises Incorporated | 2020-05-212020-05-212020-05-212020-06-11 | 0 | 30 days PDC.
2020-03-12 | EIC20-1266 | 18 | Fan, Exhaust, Wall Mounted, with Louver, 12" x 12" dia, 32W |  | 1 | pc | 2020-03-30 | PEIC20-1266-1749 | HKL Enterprises Incorporated | 2020-08-04 | 1100 | 30 days PDC.
2020-03-12 | EIC20-1266 | 19 | Bulb, LED, 11W, Brand: Omni |  | 10 | pcs | 2020-03-30 | PEIC20-1266-1536PEIC20-1266-1541PEIC20-1266-1544PEIC20-1266-1547 | HKL Enterprises IncorporatedHKL Enterprises IncorporatedHKL Enterprises IncorporatedHKL Enterprises Incorporated | 2020-05-212020-05-212020-05-212020-06-11 | 0 | 30 days PDC.
2020-03-12 | EIC20-1266 | 20 | LED Rechargeable emergency, 220VAC Light, AEI-390 |  | 2 | pcs | 2020-03-30 | PEIC20-1266-1750 | Jas't Marketing Co. | 2020-08-04 | 3230 | 30 days PDC.
Lighting Indicator for Generator During Dispatch
2020-03-17 | EIC20-1267 | 1 | LED Bulb, A19 Color: Orange, 9W |  | 5 | pcs | 2020-03-23 |  |  |  | 0
2020-03-17 | EIC20-1267 | 2 | LED Bulb, A19 Color: Green, 9W |  | 5 | pcs | 2020-03-23 |  |  |  | 0
2020-03-17 | EIC20-1267 | 3 | RSC pipe, 3/4" diameter |  | 2 | lengths | 2020-03-23 |  |  |  | 0
2020-03-17 | EIC20-1267 | 4 | Receptacle, E27-020, ceiling, 2 1/4" |  | 10 | pcs. | 2020-03-23 |  |  |  | 0
2020-03-17 | EIC20-1267 | 5 | Vinyl electrical tape, big |  | 1 | pc. | 2020-03-23 |  |  |  | 0
Replacement in Defective Heat Pack # 5 (Supersede PR-257-2019)
2020-04-13 | EIC20-1277 | 1 | Contactor Part No.: CA7-55-00-48Z 3 Pole, 55 amps rated, Auxiliary contact - none, coil: 48V, 50/60Hz Brand: Sprecher + Schuh |  | 2 | pcs | 2020-03-23 |  |  |  | 0
2020-04-13 | EIC20-1277 | 2 | Auxiliary Contact Side Mount Part No: CA7-PA-11 1NO/1NC Brand: Sprecher + Schuh |  | 4 | pcs | 2020-04-15 |  |  |  | 0
Cable Tray for Additional Power Supply on Fuel Module and Heatpac
2020-04-18 | EIC20-1279 | 1 | Flat Bar, 1" x 1/8" thickness |  | 1 | length | 2020-05-23 | PEIC20-1279-1697 | Bacolod Steel Center Corporation | 2020-07-20 | 118 | Cash
2020-04-18 | EIC20-1279 | 2 | Angle bar, 1" x 1" x 1/8" thickness |  | 7 | Lengths | 2020-04-24 | PEIC20-1279-1697 | Bacolod Steel Center Corporation | 2020-07-20 | 1852.2 | Cash
2020-04-18 | EIC20-1279 | 3 | Cutting disc, 4" x 3/32" thickness |  | 3 | pcs | 2020-04-24 | PEIC20-1279-1701 | Visayan Construction Supply | 2020-07-20 | 289.5
Replacement of Busted Fluorescent Tube for Switchgear / Control Room
2020-05-12 | EIC20-1284 | 1 | Fluorescent Tube T8, Brand: GE, Specs: F36W/6500k, 36 watts, Day light |  | 6 | Tubes | 2020-05-23 | Cancelled |  |  | 0
2020-05-12 | EIC20-1284 | 2 | Starter Switch, 220-240V, 4-40W |  | 6 | pcs. | 2020-05-14 | Cancelled |  |  | 0
Replacement of Busted Fluorescent Tube for Switchgear / Control Room
2020-05-12 | EIC20-1285 | 1 | Fluorescent Tube T8, Brand: GE, Specs: F36W/6500k, 36 watts, Day light |  | 6 | Tubes | 2020-05-23 | PEIC20-1285-1700 | HKL Enterprises Incorporated | 2020-07-20 | 369
2020-05-12 | EIC20-1285 | 2 | Starter Switch, 220-240V, 4-40W |  | 6 | pcs. | 2020-05-14 | PEIC20-1285-1699 | Visayan Construction Supply | 2020-07-20 | 108
Repainting of 40 MVA Power Transformer
2020-05-18 | EIC20-1287 | 1 | Enamel Paint, Color: Medium Gray, (4 liters/ 1 gal.) |  | 1 | gal | 2020-06-01 | PEIC20-1287-1603 | Bacolod Luis Paint Center | 2020-06-13 | 475 | 15 days PDC
2020-05-18 | EIC20-1287 | 2 | Enamel Paint, Color: White |  | 1 | liter | 2020-06-01 | PEIC20-1287-1603 | Bacolod Luis Paint Center | 2020-06-13 | 165 | 15 days PDC
2020-05-18 | EIC20-1287 | 3 | Paint Thinner |  | 1 | gal. | 2020-06-01 | PEIC20-1287-1595 | Greenlane Hardware and Construction Supply Inc | 2020-06-09 | 240
2020-05-18 | EIC20-1287 | 4 | Paint brush, 2" |  | 2 | pcs. | 2020-06-01 | PEIC20-1287-1596 | Greenlane Hardware and Construction Supply Inc | 2020-06-09 | 25
2020-05-18 | EIC20-1287 | 5 | Paint roller brush with handle, 4" |  | 1 | pc. | 2020-06-01 | PEIC20-1287-1584 | Greenlane Hardware and Construction Supply Inc | 2020-06-08 | 28
2020-05-18 | EIC20-1287 | 6 | Paint roller brush refill, 4" |  | 2 | pcs. | 2020-06-01 | PEIC20-1287-1582 | Greenlane Hardware and Construction Supply Inc | 2020-06-08 | 44
EIC Consumables
2020-05-16 | EIC20-1288 | 1 | Silica gel beads, Color: Blue, 3kgs/pack |  | 3 | packs | 2020-05-29 |  |  |  | 0
ECMG Office Renovation Electrical ( Replacement of Item #3 from PR 025-2020)
2020-05-21 | EIC20-1290 | 1 | Breaker, Circuit, Bolt On, 30A, 2P, 220-240V |  | 1 | pcs | 2020-06-05 | PEIC20-1290-1620 | Jas't Marketing Co. | 2020-06-26 | 252 | COD
Modification of Vertical Sludge Tank Transfer Pump Motor
2020-06-03 | EIC20-1300 | 1 | RSC coupling 3/4" diameter |  | 4 | pcs. | 2020-06-12 |  |  |  | 0
2020-06-03 | EIC20-1300 | 2 | Straight connector 3/4" diameter |  | 4 | pcs. | 2020-06-12 |  |  |  | 0
2020-06-03 | EIC20-1300 | 3 | RSC conduit pipe 3/4" diameter |  | 4 | lengths | 2020-06-12 |  |  |  | 0
2020-06-03 | EIC20-1300 | 4 | LTFMC conduit 3/4" diameter |  | 5 | mtrs. | 2020-06-12 |  |  |  | 0
2020-06-03 | EIC20-1300 | 5 | Magnetic contractor Brand: Schneider Easypact TVS Model: LC1E0610, 3 pole, 6 amp Coil Voltage: 230 Vac |  | 1 | pc. | 2020-06-12 |  |  |  | 0
2020-06-03 | EIC20-1300 | 6 | Thermal Overload Relay Brand: Schneider Model: LRE10, 4A-6A |  | 1 | pc. | 2020-06-12 |  |  |  | 0
2020-06-03 | EIC20-1300 | 7 | Push Button Switch and Pilot light Brand: Schneider Model: Harmony XB4BA31, Color: Green |  | 2 | pcs. | 2020-06-12 |  |  |  | 0
2020-06-03 | EIC20-1300 | 8 | Push Button Switch and Pilot light Brand: Schneider Model: Harmony XB4BA42, Color: Red |  | 2 | pcs. | 2020-06-12 |  |  |  | 0
2020-06-03 | EIC20-1300 | 9 | MCB (Miniature Circuit Breaker) Schneider, 20 Amps, 3phase iC60N, Din rail type |  | 1 | pc. | 2020-06-12 |  |  |  | 0
Rectifier Controller Card Replacement
2020-06-11 | EIC20-1305 | 1 | IC (Integrated Circuit), Brand: Motorola, Part No.: MC14521BCP, DC #: FIM9734 Note: As per sample. Please see below |  | 1 | pc. | 2020-06-12 |  |  |  | 0
Replacement of Silica Gel for 40MVA Power Transformer
2020-06-15 | EIC20-1306 | 1 | Silica Gel Beads Color: Blue, 3kgs/pack |  | 2 | packs | 2020-06-24 |  |  |  | 0
Replacement of Defective Over Load Relay on Mono Pump
2020-06-11 | EIC20-1307 | 1 | Thermal Overload Relay Brand: Schneider Electric Product Name: Easy Pact, LRE10 Adjustment Range: 4 amps - 6 amps |  | 2 | pcs. | 2020-06-24 |  |  |  | 0
For Electrical Housekeeping
2020-06-29 | EIC20-1314 | 1 | Mop with squeezer |  | 1 | unit | 2020-06-29 | PEIC20-1314-1623 | D&L SOLUTION PROVIDERS CORPORATION | 2020-06-29 | 4045 | COD
EIC Consumables
2020-06-23 | EIC20-1316 | 1 | Cotton rags |  | 5 | kgs. | 2020-07-02 | PEIC20-1316-1649PEIC20-1316-2355 | Procolors T-Shirts PrintingKametsino | 2020-07-092021-01-07 | 0.25004
2020-06-23 | EIC20-1316 | 2 | WD40 Multi-purpose |  | 1 | can | 2020-07-02 | PEIC20-1316-1646 | C. Y. Ong Multi-Distributor | 2020-07-09 | 210
2020-06-23 | EIC20-1316 | 3 | Contact cleaner |  | 2 | cans | 2020-07-02 | PEIC20-1316-1717 | Visayan Construction Supply | 2020-07-22 | 620
2020-06-23 | EIC20-1316 | 4 | Soldering paste |  | 1 | can | 2020-07-02 | PEIC20-1316-1923 | Greenlane Hardware and Construction Supply Inc | 2020-09-16 | 107 | COD
2020-06-23 | EIC20-1316 | 5 | Soldering lead 60/40 |  | 1 | spool | 2020-07-02 | PEIC20-1316-1923 | Greenlane Hardware and Construction Supply Inc | 2020-09-16 | 255 | COD
2020-06-23 | EIC20-1316 | 6 | loctite 401 |  | 3 | pcs. | 2020-07-02 | PEIC20-1316-1709 | Visayan Construction Supply | 2020-07-20 | 1170
2020-06-23 | EIC20-1316 | 7 | Silicone sealant |  | 2 | tubes | 2020-07-02 | PEIC20-1316-1716 | Visayan Construction Supply | 2020-07-22 | 250
2020-06-23 | EIC20-1316 | 8 | Battery AAA |  | 4 | pcs. | 2020-07-02 | PEIC20-1316-1647 | New Llacer Electronics & Electrical Supply | 2020-07-09 | 220
2020-06-23 | EIC20-1316 | 9 | Gasket Maker, Red RTV, High Temp. |  | 1 | tube | 2020-07-02 |  |  |  | 0
2020-06-23 | EIC20-1316 | 10 | Brady wire marker tape, Black on Yellow 3/4" Ninyl 19.1mm, Part Number: M21-750-595-YL, for BMP21-PLUS |  | 3 | cartridge | 2020-07-02 |  |  |  | 0
2020-06-23 | EIC20-1316 | 11 | Denatured alcohol (330ml/bot) |  | 3 | bottles | 2020-07-08 | PEIC20-1316-1980 | Visayan Construction Supply | 2020-10-02 | 96 | COD
2020-06-23 | EIC20-1316 | 12 | Distilled water |  | 4 | quarts | 2020-07-08 | PEIC20-1316-1650 | Samson Merchandising Inc. | 2020-07-09 | 40
2020-06-23 | EIC20-1316 | 13 | Battery 9 Volts |  | 1 | piece | 2020-07-08 | PEIC20-1316-1644 | New Llacer Electronics & Electrical Supply | 2020-07-09 | 190
2020-06-23 | EIC20-1316 | 14 | Battery AA |  | 4 | pieces | 2020-07-08 | PEIC20-1316-1648 | New Llacer Electronics & Electrical Supply | 2020-07-09 | 196
2020-06-23 | EIC20-1316 | 15 | Broom |  | 1 | piece | 2020-07-08 | PEIC20-1316-1765 | Native Store | 2020-08-06 | 60
2020-06-23 | EIC20-1316 | 16 | Vinyl electrical tape (Big), brand: armak |  | 5 | rolls | 2020-07-13 | PEIC20-1316-1643 | HKL Enterprises Incorporated | 2020-07-09 | 142.5
2020-06-23 | EIC20-1316 | 17 | Liquid soap |  | 1 | liter | 2020-07-13 | PEIC20-1316-1946 | TMVG Multi-Sales, Inc. | 2020-09-22 | 280
Lube Oil Purifier Recovery System Electrical Requirements
2020-07-06 | EIC20-1327 | 1 | 14mm2 THWN/THW Copper wire |  | 45 | mtrs. | 2020-07-24 |  |  |  | 0
2020-07-06 | EIC20-1327 | 2 | 22mm2 THWN copper wire |  | 60 | mtrs. | 2020-07-24 |  |  |  | 0
2020-07-06 | EIC20-1327 | 3 | RSC Conduit 1 1/2" diameter |  | 2 | lengths | 2020-07-24 |  |  |  | 0
2020-07-06 | EIC20-1327 | 4 | LTFMC conduit 1 1/2" diameter |  | 4 | mtrs. | 2020-07-24 | PEIC20-1327-2427PEIC20-1327-2429 | AA Electrical SupplyAA Electrical Supply | 2021-01-252021-01-25 | 1.22 | COD
2020-07-06 | EIC20-1327 | 5 | Line box conduit 1 1/2" diameter |  | 2 | pcs. | 2020-07-24 |  |  |  | 0 | COD
2020-07-06 | EIC20-1327 | 6 | RSC conduit 2" diameter |  | 2 | lengths | 2020-07-24 | PEIC20-1327-2429 | AA Electrical Supply | 2021-01-25 | 2200 | COD
2020-07-06 | EIC20-1327 | 7 | Line box conduit 2" diameter |  | 3 | pcs. | 2020-07-24 |  |  |  | 0 | COD
2020-07-06 | EIC20-1327 | 8 | RSC straight connector 2" diameter |  | 8 | pcs. | 2020-07-24 | PEIC20-1327-2427PEIC20-1327-2429 | AA Electrical SupplyAA Electrical Supply | 2021-01-252021-01-25 | 0.60006 | COD
2020-07-06 | EIC20-1327 | 9 | Thermal overload relay Schneider, LRE 08, Easy pact, thermal protection adjustment range: 2.5-4A |  | 2 | pcs. | 2020-07-24 |  |  |  | 0
2020-07-06 | EIC20-1327 | 10 | Thermal overload relay Schneider, LRE 21, Easy pact, thermal protection adjustment range: 12-18A |  | 2 | pcs. | 2020-07-24 |  |  |  | 0
2020-07-06 | EIC20-1327 | 11 | MCCB (Molded Case Circuit Breaker) Schneider Easy Pact EZC100B-TMD-50A, 3 pole |  | 2 | pc. | 2020-07-24 |  |  |  | 0
2020-07-06 | EIC20-1327 | 12 | Easy Pact TVS Contactor 3P(3 NO), LC1E 80M5, 220 VAC Coil, 60Hz |  | 2 | pc. | 2020-07-24 |  |  |  | 0
2020-07-06 | EIC20-1327 | 13 | Ring type terminal lug Single hole copper, size: AWG #4 |  | 32 | pcs. | 2020-07-24 |  |  |  | 0
2020-07-06 | EIC20-1327 | 14 | Ring type terminal lug Single hole copper, size: AWG #6 |  | 20 | pcs. | 2020-07-24 |  |  |  | 0
2020-07-06 | EIC20-1327 | 15 | Electrical rubber tape, size: big |  | 4 | pcs. | 2020-07-24 | PEIC20-1327-2428 | HKL Enterprises Incorporated | 2021-01-25 | 360 | COD
2020-07-06 | EIC20-1327 | 16 | Electrical vinyl tape, size: big |  | 4 | pcs. | 2020-07-24 |  |  |  | 0
2020-07-06 | EIC20-1327 | 17 | Temperature controller TOHO, TTM-004-R-A |  | 1 | pc. | 2020-07-24 |  |  |  | 0
2020-07-06 | EIC20-1327 | 18 | Auxiliary relay OMRON, LY4N, 14 pins with socket 5 amps, 220 Vac coil |  | 12 | pcs. | 2020-07-24 |  |  |  | 0
2020-07-06 | EIC20-1327 | 19 | Easy Pact TVS Contactor Schneider, 3 Pole, LC1E1210M5, 440 Vac coil, 60Hz |  | 2 | pcs. | 2020-07-24 |  |  |  | 0
2020-07-06 | EIC20-1327 | 20 | Pilot Lamp, LED Brand: Sassin / Tylynn, Specs: 220V, 20mA, Color: Red |  | 8 | pcs. | 2020-07-24 |  |  |  | 0
2020-07-06 | EIC20-1327 | 21 | Pilot Lamp, LED Brand: Sassin / Tylynn, Specs: 220V, 20mA, Color: Green |  | 8 | pcs. | 2020-07-24 |  |  |  | 0
2020-07-06 | EIC20-1327 | 22 | Din Rail |  | 2 | ft. | 2020-07-24 |  |  |  | 0
Replacement Bolt for Electrical Panel
2020-04-19 | EIC20-1332 | 1 | Bolt, M8 x 30mm |  | 4 | pcs | 2020-04-19 |  |  |  | 0
ECMG Office Renovation Electrical ( Additional)
2020-07-08 | EIC20-1334 | 1 | Wire, Copper, THW, 5.5mm?, AWG #10, color: black |  | 1 | box | 2020-07-15 | PEIC20-1334-1711 | AA Electrical Supply | 2020-07-21 | 4500 | 30 days PDC
Weekly Performance Output Testing Supersede PR-423-2019
2020-07-16 | EIC20-1342 | 1 | Battery Capacity Analyzer Brand: B&K Precision (Electronic testing instrument) Model: 601B, Ah Range: 5-100 in 1 Ah steps Sealed Lead Acid (SLA) Battery Voltage: 6V and 12 V No load (Open circuit) voltage accuracy: ? (0.2% + 1 count) |  | 1 | lot | 2020-07-27 |  |  |  | 0
For Blowdown Pump Motor Cable Raceway Lay-out
2019-08-01 | EIC20-1343 | 1 | UPVC Conduit 3/4" |  | 8 | lengths | 2019-12-10 | PEIC20-1343-1694 | SGS Hardware Corporation | 2020-07-20 | 608 | COD
2019-08-01 | EIC20-1343 | 2 | UPVC Elbow 90? |  | 4 | pcs. | 2019-12-10 | PEIC20-1343-1695 | Visayan Construction Supply | 2020-07-20 | 45 | COD
2019-08-01 | EIC20-1343 | 3 | UPVC Adapter 3/4" |  | 2 | pcs. | 2019-12-10 | PEIC20-1343-1695 | Visayan Construction Supply | 2020-07-20 | 20.5 | COD
2019-08-01 | EIC20-1343 | 4 | UPVC Coupling 3/4" |  | 4 | pcs. | 2019-12-10 | PEIC20-1343-1695 | Visayan Construction Supply | 2020-07-20 | 20 | COD
2019-08-01 | EIC20-1343 | 5 | Plastic Tox #5 w/screw |  | 72 | pcs. | 2019-12-10 | PEIC20-1343-1694 | SGS Hardware Corporation | 2020-07-20 | 108 | COD
Refilling Gaps Between Conduit
2020-07-20 | EIC20-1346 | 1 | Expanding Foam Spray / Sealant, 12 oz. Brand: Do It Best, Dupont, etc. |  | 3 | cans | 2020-07-27 |  |  |  | 0
EIC Consumables
2020-08-07 | EIC20-1380 | 1 | Cotton rags |  | 5 | kgs. | 2020-08-11 | PEIC20-1380-2018 | Procolors T-Shirts Printing | 2020-10-20 | 250
2020-08-07 | EIC20-1380 | 2 | WD40 Multi-purpose |  | 1 | can | 2020-08-11 | PEIC20-1380-1901 | Ace Hardware Philippines, Inc. - Bacolod Branch | 2020-09-12 | 254.75
2020-08-07 | EIC20-1380 | 3 | Contact cleaner, 360ml |  | 2 | cans | 2020-08-11 | PEIC20-1380-1900 | Visayan Construction Supply | 2020-09-12 | 620
2020-08-07 | EIC20-1380 | 4 | Vinyl electrical tape (Big), brand: armak |  | 5 | rolls | 2020-08-11 | PEIC20-1380-1943 | HKL Enterprises Incorporated | 2020-09-22 | 142.5
2020-08-07 | EIC20-1380 | 5 | Cable tie 450mm x 5mm |  | 50 | pcs. | 2020-08-11 | PEIC20-1380-1936 | Jas't Marketing Co. | 2020-09-18 | 492.25 | COD
2020-08-07 | EIC20-1380 | 6 | Electrical cotton with rubber gloves |  | 10 | pairs | 2020-08-11 | PEIC20-1380-1924 | A-one Industrial Sales | 2020-09-16 | 410
2020-08-07 | EIC20-1380 | 7 | Cotton gloves |  | 5 | pairs | 2020-08-11 | PEIC20-1380-1899 | Greenlane Hardware and Construction Supply Inc | 2020-09-12 | 57.25
2020-08-07 | EIC20-1380 | 8 | Rechargeable battery AA, 1500 mAH |  | 2 | pcs. | 2020-08-11 |  |  |  | 0
2020-08-07 | EIC20-1380 | 9 | Rechargeable battery AAA, 1500 mAH |  | 4 | pcs. | 2020-08-11 |  |  |  | 0
2020-08-07 | EIC20-1380 | 10 | Masking tape 1" |  | 3 | rolls | 2020-08-11 | PEIC20-1380-1910 | HKL Enterprises Incorporated | 2020-09-15 | 84
2020-08-07 | EIC20-1380 | 11 | Masking tape 1/2" |  | 3 | rolls | 2020-08-11 | PEIC20-1380-1910 | HKL Enterprises Incorporated | 2020-09-15 | 45
2020-08-07 | EIC20-1380 | 12 | Denatured alcohol, 1 gal./3L |  | 1 | gal. | 2020-08-11 | PEIC20-1380-1900 | Visayan Construction Supply | 2020-09-12 | 240
2020-08-07 | EIC20-1380 | 13 | Distilled water |  | 4 | quarts | 2020-08-11 | PEIC20-1380-1911 | Samson Merchandising Inc. | 2020-09-15 | 40
2020-08-07 | EIC20-1380 | 14 | Abrasive paper 180, water resistant |  | 1 | piece | 2020-08-11 | PEIC20-1380-1900 | Visayan Construction Supply | 2020-09-12 | 12
2020-08-07 | EIC20-1380 | 15 | Battery AA |  | 6 | pieces | 2020-08-11 | PEIC20-1380-1912 | New Llacer Electronics & Electrical Supply | 2020-09-15 | 294
2020-08-07 | EIC20-1380 | 16 | Battery , type C, 1.5Volts |  | 8 | pieces | 2020-08-11 | PEIC20-1380-1913 | New Llacer Electronics & Electrical Supply | 2020-09-15 | 248
2020-08-07 | EIC20-1380 | 17 | Broom stick |  | 1 | piece | 2020-08-11 | PEIC20-1380-1914 | Native Store | 2020-09-15 | 35
2020-08-07 | EIC20-1380 | 18 | Drill bit, 3/16 |  | 2 | pieces | 2020-08-11 | PEIC20-1380-1917 | SGS Hardware Corporation | 2020-09-15 | 174
2020-08-07 | EIC20-1380 | 19 | Drill bit, 1/4 |  | 2 | pieces | 2020-08-11 | PEIC20-1380-1916 | Greenlane Hardware and Construction Supply Inc | 2020-09-15 | 254.5
2020-08-07 | EIC20-1380 | 20 | Paint brush, 1/2" |  | 2 | pieces | 2020-08-11 | PEIC20-1380-1955 | Greenlane Hardware and Construction Supply Inc | 2020-09-24 | 11
2020-08-07 | EIC20-1380 | 21 | Paint brush, 1" |  | 2 | pieces | 2020-08-11 | PEIC20-1380-1902 | Visayan Construction Supply | 2020-09-14 | 30 | COD
2020-08-07 | EIC20-1380 | 22 | Dust pan, Plastic |  | 1 | piece | 2020-08-11 | PEIC20-1380-1956 | K-Mart | 2020-09-30 | 43
2020-08-07 | EIC20-1380 | 23 | Cable tie 150mm x 3mm |  | 50 | pcs. | 2020-08-11 | PEIC20-1380-1936 | Jas't Marketing Co. | 2020-09-18 | 40 | COD
2020-08-07 | EIC20-1380 | 24 | Roundup Weed & Grass Killer Concentrate Plus |  | 1 | gal. | 2020-08-11 | PEIC20-1380-1909 | City Vet Trading | 2020-09-15 | 1610 | COD
2020-08-07 | EIC20-1380 | 25 | expanding foam spray with rodenticide |  | 2 | cans | 2020-08-11 |  |  |  | 0
Use as Replacement due to Worn out Contactor Main Contacts.
2020-08-12 | EIC20-1383 | 1 | Magnetic Contactor Brand: Schneider, Eady Pact, TVS Model: LC1E40, 3Pole, 40Amps, 2 NO + 2 NC Coil Rating: 220Vac |  | 2 | pcs. | 2020-08-25 |  |  |  | 0
Use for Raw water system flow status monitoring circuit
2020-08-19 | EIC20-1394 | 1 | Auxiliary relay w/ Base Brand : Omron , LY4N Type : Plug in , non latching 4PDT Coil rating : 110vdc , 14 Pins |  | 12 | sets | 2020-09-12 |  |  |  | 0
2020-08-19 | EIC20-1394 | 2 | Miniature circuit breaker Brand : Delixi, 2 pole, 8 amps |  | 6 | pcs. | 2020-09-12 |  |  |  | 0
2020-08-19 | EIC20-1394 | 3 | Time Relay with Base Brand : Omron, Model: H3CR-A, 11 pins Supply Voltage: 100-125Vdc Relay Output: SPDT |  | 2 | sets | 2020-09-12 |  |  |  | 0
Replacement on Defective Contactor for Controller Air Compressor
2020-09-14 | EIC20-1404 | 1 | Magnetic Contactor, Brand: Schneider, Easy Pact, TVS Model: LC1E40, 3Pole, 40Amps, 2 NO + 2 NC Coil Rating: 220Vac |  | 2 | pcs | 2020-09-22 |  |  |  | 0
2020-09-14 | EIC20-1404 | 2 | verload Relay Brand : Schneider Electric Type: LRE3/LRE357N Range: 37-50A |  | 2 | pcs | 2020-09-22 |  |  |  | 0
Modification of Deep Well Pump Control
2020-09-10 | EIC20-1407 | 1 | Time Relay with Base H3BA-N8H, 220VAC, 50/60 Hz, Plug In, 8 Pin (Octal) Contact: 5 Amps, 250 VAC Resistive load Relay Output: SPDT |  | 2 | sets | 2020-09-22 |  |  |  | 0
2020-09-10 | EIC20-1407 | 2 | Auxiliary relay w/ Base Brand : Omron , MY4N-GS Coil rating : AC220/240 , 14 Pins |  | 2 | sets | 2020-09-22 |  |  |  | 0
Replacement of Busted Fluorescent Tube for Control Room
2020-09-10 | EIC20-1412 | 1 | Fluorescent Tube T8, Brand: GE, Specs: F36W/6500k, 36 watts, Day light |  | 5 | Tubes | 2020-09-25 | PEIC20-1412-1945 | Yousave Electrical Supply | 2020-09-22 | 360 | COD
2020-09-10 | EIC20-1412 | 2 | Starter Switch, 220-240V, 4-40W |  | 5 | pcs. | 2020-09-22 | PEIC20-1412-1945 | Yousave Electrical Supply | 2020-09-22 | 35 | COD
Use for Feeder Raceway on Sump Pit Pump Motor at Maintenance Bldg. Reconditioning Area
2020-08-29 | EIC20-1413 | 1 | UPVC Electrical conduit, 3/4" |  | 4 | lengths | 2020-09-12 | PEIC20-1413-2004 | Jas't Marketing Co. | 2020-10-13 | 308 | COD
2020-08-29 | EIC20-1413 | 2 | UPV Adapter with locknut, 3/4" |  | 2 | pcs. | 2020-09-22 | PEIC20-1413-2004 | Jas't Marketing Co. | 2020-10-13 | 29 | COD
2020-08-29 | EIC20-1413 | 3 | Miniature circuit breaker, 3 pole, 6 amps, 600V |  | 1 | pc. | 2020-09-22 | PEIC20-1413-2004 | Jas't Marketing Co. | 2020-10-13 | 491 | COD
2020-08-29 | EIC20-1413 | 4 | Pull box 4"x4"x3" |  | 1 | pc. | 2020-09-22 | PEIC20-1413-2004 | Jas't Marketing Co. | 2020-10-13 | 247 | COD
Bolt and Nut Replacement for Secondary Side of Power Transformer
2020-09-28 | EIC20-1427 | 1 | Bolt and nut with plain and lock washer, Hex head, stainless steel, full thread (As per Sample) |  | 10 | pcs | 2020-10-09 | PEIC20-1427-2038 | ISO Industrial Sales | 2020-10-23 | 510
Bolt Replacement for Secondary Side Terminal Cover
2020-09-28 | EIC20-1428 | 1 | Bolt with plain and lock washer, Hex head, high Tensil, full thread (As per Sample) |  | 12 | pcs. | 2020-10-09 | PEIC20-1428-2039 | ISO Industrial Sales | 2020-10-23 | 84
Substation Perimeter Lighting Replacement
2020-09-28 | EIC20-1429 | 1 | LED Bulb, 11watts, color: day light |  | 4 | pcs. | 2020-10-05 | PEIC20-1429-1995 | Visayan Construction Supply | 2020-10-08 | 520 | COD
Substation Perimeter Lighting
2020-09-29 | EIC20-1430 | 1 | Flood light, Industrial LED, 150 watts, AC 85V ? 265V 50/60 Hz, color: Daylight, Out Door |  | 4 | pcs. | 2020-10-09 | PEIC20-1430-1992 | HKL Enterprises Incorporated | 2020-10-07 | 17000 | COD
Use for Starting Air Compressor Controller Reconfiguration form DOL to WYE - Delta
2020-10-02 | EIC20-1434 | 1 | Thermal Overload Relay Brand: Schneider Electric, LRE32, 23-32 Amps |  | 3 | pcs. | 2020-10-19 |  |  |  | 0
2020-10-02 | EIC20-1434 | 2 | Magnetic Contactor Brand: Schneider Electric, L1E50 |  | 9 | pcs. | 2020-10-07 |  |  |  | 0
2020-10-02 | EIC20-1434 | 3 | Thermal Overload Relay Brand: Schneider Electric, LRE08, 2.5-4 Amps |  | 3 | pcs. | 2020-10-07 |  |  |  | 0
2020-10-02 | EIC20-1434 | 4 | On Delay Timer Relay with Socket Brand: Schneider Electric, LADT2, 220Vac Coil |  | 4 | sets | 2020-10-07 |  |  |  | 0
2020-10-02 | EIC20-1434 | 5 | Auxiliary Contacts with Socket Brand: Schneider Electric, LAEN11 |  | 8 | sets | 2020-10-07 |  |  |  | 0
Replacement of Defective Nozzle Cooling Pressure Gauge
2020-10-02 | EIC20-1435 | 1 | Pressure Gauge Brand: Ashcroft Process connection: 1/4 npt, Front flange type, back connection Dual sizes: 2 1/2", panel mounting 1001TXFF Pointer: Black Range: 0-2 Bars |  | 2 | pcs. | 2020-10-12 |  |  |  | 0
Use for AVR Unit External Rheostat Replacement Due to Voltage Instability During Adjustment
2020-10-02 | EIC20-1436 | 1 | Motorized Potentiometer Brand: Selco 1 turn E7800-0640, 24Vdc, 5k? 2 Watts, 0.8-6.0 rpm |  | 1 | pc. | 2020-10-26 |  |  |  | 0
Installation of Automatic Fire Detection and Alarm (FDAS) in Bacolod Office (CMECQ)
2020-10-02 | EIC20-1437 | 1 | Fire alarm cable, #18/4c, 4 core cable, solid bare copper conductors Brand: Belden |  | 100 | meters | 2020-10-08 | Cancelled |  |  | 0
2020-10-02 | EIC20-1437 | 2 | Manual call point, 24V conventional Brand: Horing Lih, Model: AH-9717 |  | 3 | pcs. | 2020-10-07 | Cancelled |  |  | 0
2020-10-02 | EIC20-1437 | 3 | Fire alarm bell, 24V conventional Brand: Horing Lih, Model: AH-0218 |  | 3 | pcs. | 2020-10-07 | Cancelled |  |  | 0
2020-10-02 | EIC20-1437 | 4 | Photo electric smoke detector, 24V conventional Brand: Horing Lih |  | 4 | pcs. | 2020-10-07 | Cancelled |  |  | 0
2020-10-02 | EIC20-1437 | 5 | Fire alarm control panel Model: AH-00212, AC power: 220Vac, Load: 6, Consumption: 78VA, Standby: 24Vdc/1.2 amps, Maker: Horing Lih Industrial |  | 1 | set | 2020-10-07 | Cancelled |  |  | 0
2020-10-02 | EIC20-1437 | 6 | GI wire |  | 0.5 | kg. | 2020-10-07 | Cancelled |  |  | 0
2020-10-02 | EIC20-1437 | 7 | 1/2 PVC adopter with locknut |  | 25 | pcs. | 2020-10-07 | Cancelled |  |  | 0
2020-10-02 | EIC20-1437 | 8 | C-clamp, 1/2" |  | 25 | pcs. | 2020-10-07 | Cancelled |  |  | 0
2020-10-02 | EIC20-1437 | 9 | Metal screw, 1/4" |  | 30 | pcs. | 2020-10-07 | Cancelled |  |  | 0
2020-10-02 | EIC20-1437 | 10 | Vinyl electrical tape (Big) |  | 2 | pcs. | 2020-10-07 | Cancelled |  |  | 0
2020-10-02 | EIC20-1437 | 11 | UPVC pipe, 1/2", Orange, brand: Atlanta |  | 10 | lgs | 2020-10-07 | Cancelled |  |  | 0
2020-10-02 | EIC20-1437 | 12 | Electrical junction box, 1/2", Orange |  | 5 | pcs. | 2020-10-07 | Cancelled |  |  | 0
2020-10-02 | EIC20-1437 | 13 | Metal drill bit, 6mm |  | 2 | pcs. | 2020-10-07 | Cancelled |  |  | 0
2020-10-02 | EIC20-1437 | 14 | Concrete Drill bit, 6mm |  | 2 | pcs. | 2020-10-07 | Cancelled |  |  | 0
2020-10-02 | EIC20-1437 | 15 | Tox with screw, 1" long x 1/4 |  | 40 | pcs. | 2020-10-07 | Cancelled |  |  | 0
2020-10-02 | EIC20-1437 | 16 | MCB Circuit breaker, 2 pole, 35 amps, Brand: Delixi |  | 1 | pc. | 2020-10-07 | Cancelled |  |  | 0
EIC Consumables
2020-10-07 | EIC20-1438 | 1 | Cotton rags |  | 5 | kgs. | 2020-10-17 | PEIC20-1438-2053 | Procolors T-Shirts Printing | 2020-10-27 | 250
2020-10-07 | EIC20-1438 | 2 | WD40 Multi-purpose, 382ml |  | 1 | can | 2020-10-12 | PEIC20-1438-2054 | Ace Hardware Philippines, Inc. - Bacolod Branch | 2020-10-28 | 254.75
2020-10-07 | EIC20-1438 | 3 | Contact cleaner, 360ml |  | 2 | cans | 2020-10-12 | PEIC20-1438-2054 | Ace Hardware Philippines, Inc. - Bacolod Branch | 2020-10-28 | 859.5
2020-10-07 | EIC20-1438 | 4 | Vinyl electrical tape (Big), brand: armak |  | 5 | rolls | 2020-10-12 | PEIC20-1438-2026 | HKL Enterprises Incorporated | 2020-10-21 | 142.5
2020-10-07 | EIC20-1438 | 5 | Cable tie 450mm x 5mm |  | 50 | pcs. | 2020-10-12 | PEIC20-1438-2068 | Jas't Marketing Co. | 2020-10-30 | 370 | COD
2020-10-07 | EIC20-1438 | 6 | Cable tie100mm x 3mm |  | 100 | pcs. | 2020-10-12 | PEIC20-1438-2068 | Jas't Marketing Co. | 2020-10-30 | 16 | COD
2020-10-07 | EIC20-1438 | 7 | Cable tie 150mm x 4mm |  | 100 | pcs. | 2020-10-12 | PEIC20-1438-2140 | HKL Enterprises Incorporated | 2020-11-17 | 45
2020-10-07 | EIC20-1438 | 8 | Electrical cotton with rubber gloves |  | 10 | pairs | 2020-10-12 | PEIC20-1438-2027 | A-one Industrial Sales | 2020-10-21 | 410
2020-10-07 | EIC20-1438 | 9 | Cotton gloves |  | 5 | pairs | 2020-10-12 | PEIC20-1438-2110 | Greenlane Hardware and Construction Supply Inc | 2020-11-11 | 57.25
2020-10-07 | EIC20-1438 | 10 | Rechargeable battery AA, 1500 mAH |  | 2 | pcs. | 2020-10-12 | PEIC20-1438-2113 | New Llacer Electronics & Electrical Supply | 2020-11-11 | 415
2020-10-07 | EIC20-1438 | 11 | Battery AA |  | 6 | pieces | 2020-10-12 | PEIC20-1438-2031 | New Llacer Electronics & Electrical Supply | 2020-10-21 | 294
2020-10-07 | EIC20-1438 | 12 | Battery AAA |  | 4 | pcs. | 2020-10-12 | PEIC20-1438-2030 | New Llacer Electronics & Electrical Supply | 2020-10-21 | 220
2020-10-07 | EIC20-1438 | 13 | Battery , type C, 1.5Volts |  | 8 | pieces | 2020-10-12 | PEIC20-1438-2141 | New Llacer Electronics & Electrical Supply | 2020-11-17 | 248
2020-10-07 | EIC20-1438 | 14 | Masking tape 1/4" |  | 3 | rolls | 2020-10-12 | PEIC20-1438-2239 | Bacolod Paint Marketing | 2020-12-15 | 36
2020-10-07 | EIC20-1438 | 15 | Masking tape 1/2" |  | 2 | rolls | 2020-10-12 | PEIC20-1438-2079 | HKL Enterprises Incorporated | 2020-11-10 | 30
2020-10-07 | EIC20-1438 | 16 | Masking tape 1" |  | 2 | rolls | 2020-10-12 | PEIC20-1438-2079 | HKL Enterprises Incorporated | 2020-11-10 | 56
2020-10-07 | EIC20-1438 | 17 | Denatured alcohol, 1 gal./3L |  | 1 | gal. | 2020-10-12 | PEIC20-1438-2080 | Visayan Construction Supply | 2020-11-10 | 240
2020-10-07 | EIC20-1438 | 18 | Distilled water |  | 4 | quarts | 2020-10-12 | PEIC20-1438-2139 | Samson Merchandising Inc. | 2020-11-17 | 40
2020-10-07 | EIC20-1438 | 19 | Abrasive paper 180, water resistant |  | 5 | pcs. | 2020-10-12 | PEIC20-1438-2080 | Visayan Construction Supply | 2020-11-10 | 60
2020-10-07 | EIC20-1438 | 20 | Broom |  | 1 | piece | 2020-10-12 | PEIC20-1438-2138 | Native Store | 2020-11-17 | 70
2020-10-07 | EIC20-1438 | 21 | Drill bit, 1/4 |  | 2 | pieces | 2020-10-12 | PEIC20-1438-2081PEIC20-1438-2096 | A-one Industrial SalesGreenlane Hardware and Construction Supply Inc | 2020-11-102020-11-10 | 0.082003
2020-10-07 | EIC20-1438 | 22 | Drill bit, 1/8 |  | 2 | pieces | 2020-10-12 | PEIC20-1438-2095 | Visayan Construction Supply | 2020-11-10 | 44
2020-10-07 | EIC20-1438 | 23 | Paint brush, 1" |  | 3 | pieces | 2020-10-12 | PEIC20-1438-2029 | Visayan Construction Supply | 2020-10-21 | 45
2020-10-07 | EIC20-1438 | 24 | Steel brush |  | 3 | pcs. | 2020-10-12 | PEIC20-1438-2028PEIC20-1438-2111 | Greenlane Hardware and Construction Supply IncSugarland Hardware Corp. | 2020-10-212020-11-11 | 0.048005
2020-10-07 | EIC20-1438 | 25 | Hacksaw blade |  | 3 | pcs. | 2020-10-12 | PEIC20-1438-2137 | SGS Hardware Corporation | 2020-11-17 | 165
2020-10-07 | EIC20-1438 | 26 | Fluorescent holder ordinary, T8 |  | 30 | pcs. | 2020-10-12 | PEIC20-1438-2068 | Jas't Marketing Co. | 2020-10-30 | 600 | COD
2020-10-07 | EIC20-1438 | 27 | Starter switch holder |  | 15 | pcs. | 2020-10-12 | PEIC20-1438-2068 | Jas't Marketing Co. | 2020-10-30 | 300 | COD
2020-10-07 | EIC20-1438 | 28 | 280 pcs. Assorted sizes haet shrinkable tube |  | 1 | set | 2020-10-12 |  |  |  | 0
2020-10-07 | EIC20-1438 | 29 | Soldering iron, round B series tip, 100 watts, 220-240V, with adjustable temperature, Brand: Weller or Goot |  | 1 | set | 2020-10-12 |  |  |  | 0
2020-10-07 | EIC20-1438 | 30 | Soldering iron tip, Pointed I series |  | 1 | pc. | 2020-10-12 |  |  |  | 0
2020-10-07 | EIC20-1438 | 31 | Soldering gun, 400 watts, 220-240V, Brand: Weller or Goot |  | 1 | set | 2020-10-12 |  |  |  | 0
2020-10-07 | EIC20-1438 | 32 | Din rail |  | 2 | feet | 2020-10-12 | PEIC20-1438-2150 | Jas't Marketing Co. | 2020-11-26 | 72 | COD
2020-10-07 | EIC20-1438 | 33 | Terminal lugs, 8mm2, long barrel, single hole |  | 20 | pcs. | 2020-10-12 | PEIC20-1438-2149 | AA Electrical Supply | 2021-02-01 | 0 | COD
2020-10-07 | EIC20-1438 | 34 | Terminal lugs, 14mm2, long barrel, single hole |  | 20 | pcs. | 2020-10-12 | PEIC20-1438-2033 | AA Electrical Supply | 2020-10-22 | 1900
2020-10-07 | EIC20-1438 | 35 | Terminal lugs, 32mm2, long barrel, single hole |  | 20 | pcs. | 2020-10-12 | PEIC20-1438-2033 | AA Electrical Supply | 2020-10-22 | 2000
2020-10-07 | EIC20-1438 | 36 | Terminal lugs, 80mm2, long barrel, single hole |  | 20 | pcs. | 2020-10-12 | PEIC20-1438-2149 | AA Electrical Supply | 2021-02-01 | 0 | COD
2020-10-07 | EIC20-1438 | 37 | Terminal lugs, #16-14 awg, insulated pin type |  | 50 | pcs. | 2020-10-12 | PEIC20-1438-2033 | AA Electrical Supply | 2020-10-22 | 250
2020-10-07 | EIC20-1438 | 38 | Terminal lugs, #12-10 awg, insulated pin type |  | 50 | pcs. | 2020-10-12 | PEIC20-1438-2033 | AA Electrical Supply | 2020-10-22 | 250
2020-10-07 | EIC20-1438 | 39 | Liquid soap |  | 1 | gal. | 2020-10-12 | PEIC20-1438-2032 | TMVG Multi-Sales, Inc. | 2020-10-21 | 280
24VDC System Spare Units
2020-10-08 | EIC20-1439 | 1 | MF - Maintenance Free Battery Brand: Celned, Model: CSL 12V / 100AH |  | 2 | units | 2020-10-19 |  |  |  | 0
AC Supply of Priming Pump Control Circuit for Auxiliary Generator Interconnection
2020-10-08 | EIC20-1440 | 1 | Dry Type Transformer Brand: Yokogawa, 440V-220Vac, Capacity: 500VA, Single phase, Accuracy: Class 1 |  | 1 | unit | 2020-10-26 |  |  |  | 0
Replacement of Defective Temperature Controller
2020-10-12 | EIC20-1442 | 1 | Temperature Controller Brand: TOHO Electronics, Inc., Model: TTM-004-R-A |  | 6 | pcs. | 2020-11-13 |  |  |  | 0
Wye-Delta Connection Controller Configuration
2020-10-12 | EIC20-1445 | 1 | Current Transformer, Indoor ring type Brand: Camsco, Model: CK-29, Ratio: 100:5, Burden VA: 2.5VA, Class: 1.0 |  | 1 | unit | 2020-11-06 |  |  |  | 0
Testing Tools for 230V Electrical Equipment
2020-10-12 | EIC20-1446 | 1 | Insulation Tester Brand: Fluke, Model: Fluke 1507 |  | 1 | unit | 2020-10-31 |  |  |  | 0
Raw Water Motor Stator Temperature Monitoring
2020-10-30 | EIC20-1481 | 1 | Temperature Controller Brand: TOHO electronics, Inc. , TTM-004-R-A |  | 2 | pcs. | 2020-11-09 |  |  |  | 0
2020-10-30 | EIC20-1481 | 2 | Auxiliary Relay with socket Brand: OMRON, LY4N, 200/220VAC coil |  | 4 | pcs. | 2020-11-10 |  |  |  | 0
2020-10-30 | EIC20-1481 | 3 | Miniature circuit breaker (MCB), 20A, 3 Pole, 600V |  | 1 | pc. | 2020-11-10 |  |  |  | 0
Upgrading of Plant Existing Auxiliary GenSet for Total Heater Load Capacities
2020-11-03 | EIC20-1485 | 1 | Generator Set Prime Mover: Cummin Engine Generator Type: Synchronous Model: Standard Voltage Rating: 460 Volts AC, 60Hz kVA Rating: 1500 Power Factor: 0.8 Phase: 3 Rating: Continuos Frame: Skid Mounted with Soundproof Controller: - Equip with auto and manual operation (Deep sea controller) - With engine and generator protection for trip and alarm function / indication Note: Unit shall be tested for Load Bank Test at 100% Load Capacity |  | 1 | unit | 2020-12-18 |  |  |  | 0
Use for Fuel Module #4 SCR Input
2020-11-06 | EIC20-1487 | 1 | Temperature Controller Brand: TOHO electronics, Inc. , TTM-004-I-A 4 to 20mA DC - 600? maximum loop resistance |  | 2 | pcs. | 2020-11-13 |  |  |  | 0
Replacement Parts for Pullout SCR on Fuel Module #4
2020-11-06 | EIC20-1488 | 1 | Diode, 1n4007 |  | 2 | pcs. | 2020-11-13 |  |  |  | 0
2020-11-06 | EIC20-1488 | 2 | Resistor, 33k?, 1W |  | 2 | pcs. | 2020-11-10 |  |  |  | 0
2020-11-06 | EIC20-1488 | 3 | Resistor, 220k?, 1W |  | 2 | pcs. | 2020-11-10 |  |  |  | 0
2020-11-06 | EIC20-1488 | 4 | Resistor, 51?, 1W |  | 2 | pcs. | 2020-11-10 |  |  |  | 0
2020-11-06 | EIC20-1488 | 5 | Mylar capacitor, E103M, 1kV |  | 2 | pcs. | 2020-11-10 |  |  |  | 0
Replacement of Deffective Air Conditioning Unit
2019-10-08 | EIC20-1489 | 1 | Kolin Air Conditioning Unit, Model: KAG- 250H ME4 2.5HP, Non-Inverter, Window Type, EER Rating, 11.0, Input Voltage: 250 Volts, L x W x H ; 76 x 66 x 43 (cm) |  | 2 | sets | 2019-10-10 | PEIC20-1489-2124 | Imperial Appliance Plaza | 2020-11-16 | 46600 | COD
Electrical Additional Tool Accountability
2020-11-09 | EIC20-1491 | 1 | Ladder, Aluminum Step Platform, Industrial, 10ft |  | 1 | unit | 2020-11-16 |  |  |  | 0
Repainting of Substation Fence
2020-11-14 | EIC20-1501 | 1 | Enamel Paint, Color: Medium Gray, (4 liters/ 1 gal.) |  | 3 | gal. | 2020-11-21 | PEIC20-1501-2184 | Bacolod Paint Marketing | 2020-12-07 | 1425 | COD
2020-11-14 | EIC20-1501 | 2 | Enamel Paint, Color: White |  | 1 | gal. | 2020-11-23 | PEIC20-1501-2183 | Sugarland Hardware Corp. | 2020-12-07 | 559 | COD
2020-11-14 | EIC20-1501 | 3 | Paint Thinner |  | 2 | gal. | 2020-11-23 | PEIC20-1501-2185PEIC20-1501-2187 | Greenlane Hardware and Construction Supply IncGreenlane Hardware and Construction Supply Inc | 2020-12-072020-12-07 | 0.48001 | COD
2020-11-14 | EIC20-1501 | 4 | Paint brush, 1 1/2" |  | 8 | pcs. | 2020-11-23 | PEIC20-1501-2187 | Greenlane Hardware and Construction Supply Inc | 2020-12-07 | 74 | COD
2020-11-14 | EIC20-1501 | 5 | Turco rust converter |  | 1 | gal. | 2020-11-23 | PEIC20-1501-2184 | Bacolod Paint Marketing | 2020-12-07 | 765 | COD
2020-11-14 | EIC20-1501 | 6 | Steel brush |  | 4 | pcs. | 2020-11-23 | PEIC20-1501-2186 | Sugarland Hardware Corp. | 2020-12-07 | 72
Local Panel Main Switch for 230V, 125 & 24VDC Control Circuit
2020-11-18 | EIC20-1503 | 1 | Enclosed Non Fused Isolator Switch, 6 Pole, NO, 40A, 11 kW, 15kW, IP66, IP67, Part Number: KG41B T206/GBA320 *KL1V. Manufacturer: Kraus & Nalmer. RS Stock No.: 828-5287 |  | 1 | piece | 2020-11-27 |  |  |  | 0
Replacement of Busted Fluorescent Tube for Switchgear / Control Room
2020-11-18 | EIC20-1505 | 1 | Fluorescent Tube T8, Brand: GE, Specs: F36W/6500k, 36 watts, Day light |  | 10 | Tubes | 2020-11-27 | PEIC20-1505-2423 | HKL Enterprises Incorporated | 2021-01-23 | 615 | COD
2020-11-18 | EIC20-1505 | 2 | Starter Switch, 220-240V, 30-40W |  | 10 | pcs. | 2020-11-27 | PEIC20-1505-2424 | Yousave Electrical Supply | 2021-01-23 | 70
Exciter Field Isolator Device Connection with AVR
2020-11-21 | EIC20-1509 | 1 | Magnetic Contractor Schneider Electric, LC1D09BD Ratings: 9A, 24Vdc coil, TeSys D, 3NO, 4kW |  | 1 | piece | 2020-12-01 |  |  |  | 0
OBO Requirements for CENPRI Canteen Electrical
2020-08-25 | EIC21-1538 | 1 | Circuit Breaker, Brand: GE, Bolt-on type, 60A, 2P, 220-240V |  | 1 | pc. | 2020-09-04 | PEIC21-1538-2438 | HKL Enterprises Incorporated | 2021-02-01 | 0 | COD
EIC Consumables
2021-01-11 | EIC21-1541 | 1 | Cotton rags |  | 5 | kgs. | 2021-01-18 | PEIC21-1541-2407 | Kametsino | 2021-01-22 | 350
2021-01-11 | EIC21-1541 | 2 | WD40 Multi-purpose, 382ml |  | 1 | can | 2021-01-21 | PEIC21-1541-2408 | Ace Hardware Philippines, Inc. - Bacolod Branch | 2021-01-22 | 254.75
2021-01-11 | EIC21-1541 | 3 | Contact cleaner, 360ml |  | 2 | cans | 2021-01-21 | PEIC21-1541-2413 | Visayan Construction Supply | 2021-01-22 | 0
2021-01-11 | EIC21-1541 | 4 | Vinyl electrical tape (Big), brand: armak |  | 5 | rolls | 2021-01-21 | PEIC21-1541-2409 | Jas't Marketing Co. | 2021-01-22 | 221.25
2021-01-11 | EIC21-1541 | 5 | Cable tie 450mm x 5mm |  | 50 | pcs. | 2021-01-21 | PEIC21-1541-2435 | HKL Enterprises Incorporated | 2021-02-01 | 0 | COD
2021-01-11 | EIC21-1541 | 6 | Cable tie100mm x 3mm |  | 100 | pcs. | 2021-01-21 | PEIC21-1541-2436 | Jas't Marketing Co. | 2021-02-01 | 0 | COD
2021-01-11 | EIC21-1541 | 7 | Cable tie 150mm x 4mm |  | 100 | pcs. | 2021-01-21 | PEIC21-1541-2420 | HKL Enterprises Incorporated | 2021-01-22 | 45
2021-01-11 | EIC21-1541 | 8 | Electrical cotton with rubber gloves |  | 10 | pairs | 2021-01-21 | PEIC21-1541-2421 | A-one Industrial Sales | 2021-01-22 | 410
2021-01-11 | EIC21-1541 | 9 | Cotton gloves |  | 5 | pairs | 2021-01-21 | PEIC21-1541-2410 | Greenlane Hardware and Construction Supply Inc | 2021-01-22 | 57.25
2021-01-11 | EIC21-1541 | 10 | Rechargeable battery AA, 1500 mAH |  | 2 | pcs. | 2021-01-21 | PEIC21-1541-2411 | New Llacer Electronics & Electrical Supply | 2021-01-22 | 415
2021-01-11 | EIC21-1541 | 11 | Battery 9 volts |  | 1 | pc | 2021-01-21 | PEIC21-1541-2411 | New Llacer Electronics & Electrical Supply | 2021-01-22 | 190
2021-01-11 | EIC21-1541 | 12 | Masking tape 1/4" |  | 3 | rolls | 2021-01-21 | PEIC21-1541-2419 | Bacolod Paint Marketing | 2021-01-22 | 36
2021-01-11 | EIC21-1541 | 13 | Masking tape 1/2" |  | 2 | rolls | 2021-01-21 | PEIC21-1541-2412 | HKL Enterprises Incorporated | 2021-01-22 | 30
2021-01-11 | EIC21-1541 | 14 | Masking tape 1" |  | 2 | rolls | 2021-01-21 | PEIC21-1541-2412 | HKL Enterprises Incorporated | 2021-01-22 | 56
2021-01-11 | EIC21-1541 | 15 | Brady wire marker tape Part Number: M21-750-595-YL |  | 2 | cartridge | 2021-01-21 |  |  |  | 0
2021-01-11 | EIC21-1541 | 16 | Denatured alcohol, 1 gal./3L |  | 1 | gal. | 2021-01-21 | PEIC21-1541-2413 | Visayan Construction Supply | 2021-01-22 | 240
2021-01-11 | EIC21-1541 | 17 | Distilled water |  | 4 | quarts | 2021-01-21 | PEIC21-1541-2414 | Samson Merchandising Inc. | 2021-01-22 | 40
2021-01-11 | EIC21-1541 | 18 | Abrasive paper 180, water resistant |  | 5 | pcs. | 2021-01-21 | PEIC21-1541-2413 | Visayan Construction Supply | 2021-01-22 | 60
2021-01-11 | EIC21-1541 | 19 | Insulated terminal lugs Size: 16-14 AWG, Fork type |  | 20 | pcs. | 2021-01-21 | PEIC21-1541-2436 | Jas't Marketing Co. | 2021-02-01 | 0 | COD
2021-01-11 | EIC21-1541 | 20 | Insulated terminal lugs Size: 12-10 AWG, Fork type |  | 20 | pcs. | 2021-01-21 | PEIC21-1541-2436 | Jas't Marketing Co. | 2021-02-01 | 0 | COD
2021-01-11 | EIC21-1541 | 21 | Broom (Baguio/Ordinary thick) |  | 1 | piece | 2021-01-21 |  |  |  | 0
2021-01-11 | EIC21-1541 | 22 | Drill bit, 1/4 |  | 2 | pieces | 2021-01-21 | PEIC21-1541-2417 | Bacolod Mindanao Lumber and Plywood | 2021-01-22 | 210
2021-01-11 | EIC21-1541 | 23 | Drill bit, 1/8 |  | 2 | pieces | 2021-01-21 | PEIC21-1541-2417 | Bacolod Mindanao Lumber and Plywood | 2021-01-22 | 118
2021-01-11 | EIC21-1541 | 24 | Paint brush, 1" |  | 3 | pieces | 2021-01-21 | PEIC21-1541-2413 | Visayan Construction Supply | 2021-01-22 | 45
2021-01-11 | EIC21-1541 | 25 | Steel brush |  | 3 | pcs. | 2021-01-21 | PEIC21-1541-2415 | Sugarland Hardware Corp. | 2021-01-22 | 54
For Environment Department Use
2019-03-05 | ENV19-1039 | 1 | Sampling Bottles, wide mouth with cover, Plastic, 100 ml capacity |  | 10 | pcs. | 2020-01-15 |  |  |  | 0
2019-03-05 | ENV19-1039 | 2 | Beaker, 100 ml capacity Plastic |  | 2 | pcs. | 2020-01-15 |  |  |  | 0
2019-03-05 | ENV19-1039 | 3 | Wash Bottle, 100 ml capacity, Plastic |  | 1 | pc. | 2020-01-15 |  |  |  | 0
For Environment Department Use
2019-05-04 | ENV19-1040 | 1 | Powdered Soap |  | 3 | kilos | 2020-01-15 | PENV19-1040-1159 | Bacolod Pro Sanicleaners Supply Center | 2019-12-09 | 102
2019-05-04 | ENV19-1040 | 2 | Cotton Gloves |  | 15 | pairs | 2020-01-15 | PENV19-1040-1161 | Greenlane Hardware and Construction Supply Inc | 2019-12-09 | 171.75
2019-05-04 | ENV19-1040 | 3 | Cotton Rags |  | 2 | kilos | 2020-01-15 | PENV19-1040-1160 | Procolors T-Shirts Printing | 2019-12-09 | 100
For Housekeeping Use
2019-07-18 | ENV19-1041 | 1 | Gasoline |  | 10 | liters | 2020-01-15 |  |  |  | 0
For Environment Department Use
2019-07-27 | ENV19-1043 | 1 | Rubber Gloves |  | 15 | pcs. | 2020-01-15 |  |  |  | 0
For Environment Department Use
2019-08-16 | ENV19-1044 | 1 | Paint, Enamel Color: Beige |  | 2 | liters | 2020-01-15 | PENV19-1044-1797 | Bacolod Paint Marketing | 2020-08-12 | 290 | 15 days PDC
2019-08-16 | ENV19-1044 | 2 | Paint, Enamel Color Green |  | 1 | liter | 2020-01-15 | PENV19-1044-1797 | Bacolod Paint Marketing | 2020-08-12 | 140 | 15 days PDC
2019-08-16 | ENV19-1044 | 3 | Paint, Enamel Color: Red |  | 1 | liter | 2020-01-15 | PENV19-1044-1797 | Bacolod Paint Marketing | 2020-08-12 | 165 | 15 days PDC
2019-08-16 | ENV19-1044 | 4 | Paint Brush Size: 2" |  | 2 | pcs. | 2020-01-15 | PENV19-1044-1803 | Greenlane Hardware and Construction Supply Inc | 2020-08-12 | 25
2019-08-16 | ENV19-1044 | 5 | Paint Thinner |  | 1 | liter | 2020-01-15 | PENV19-1044-1801 | Visayan Construction Supply | 2020-08-12 | 0 | COD
For Environment Department Use
2019-08-24 | ENV19-1045 | 1 | Garbage Bag, size: XXL |  | 40 | pcs. | 2019-11-10 | PENV19-1045-1293 | Bacolod Plastic Supply | 2020-01-27 | 0 | COD
2019-08-24 | ENV19-1045 | 2 | Garbage Bag, size: Medium |  | 40 | pcs. | 2019-11-10 | PENV19-1045-1752 | Bacolod Plastic Supply | 2020-08-05 | 149 | COD
2019-08-24 | ENV19-1045 | 3 | Empty Sacks |  | 50 | pcs. | 2019-11-10 | PENV19-1045-1078 | Doods Sack Trading | 2019-11-22 | 400
2019-08-24 | ENV19-1045 | 4 | Powdered Soap |  | 5 | kilos | 2019-11-10 | PENV19-1045-1449 | Bacolod Pro Sanicleaners Supply Center | 2020-02-28 | 170
2019-08-24 | ENV19-1045 | 5 | Liquid Soap |  | 1 | gallon | 2019-11-10 | PENV19-1045-1665 | TMVG Multi-Sales, Inc. | 2020-07-10 | 280
2019-08-24 | ENV19-1045 | 6 | Saw Dust |  | 10 | sacks | 2019-11-10 |  |  |  | 0
2019-08-24 | ENV19-1045 | 7 | Cotton Rags |  | 2 | kilos | 2019-11-10 | PENV19-1045-1666PENV19-1045-2353 | Procolors T-Shirts PrintingKametsino | 2020-07-102021-01-07 | 0.10001
2019-08-24 | ENV19-1045 | 8 | Cotton Gloves |  | 10 | pairs | 2019-11-10 | PENV19-1045-1667 | Greenlane Hardware and Construction Supply Inc | 2020-07-10 | 114.5
2019-08-24 | ENV19-1045 | 9 | Nitrile Gloves, size: XL |  | 2 | pairs | 2019-11-10 | PENV19-1045-1767PENV19-1045-1805 | Ace Hardware Philippines, Inc. - Bacolod BranchTMVG Multi-Sales, Inc. | 2020-08-062020-08-12 | 0.2995 | COD
For Environment Department Use
2019-10-12 | ENV19-1046 | 1 | Gear, grass cutter (as per sample) |  | 1 | pc. | 2019-10-31 | PENV19-1046-1553PENV19-1046-1624 | C. Y. Ong Multi-DistributorAgro Star Industrial Trading Corp. | 2020-05-262020-06-30 | 1.58 | COD
2019-10-12 | ENV19-1046 | 2 | Clutch Lining, grass cutter (as per sample) |  | 1 | pc. | 2019-10-31 | PENV19-1046-1554 | Agro Star Industrial Trading Corp. | 2020-05-26 | 400 | COD
For Environment Department Use
2019-10-15 | ENV19-1047 | 1 | Electrode Cleaning Solution |  | 1 | bottle | 2020-01-15 |  |  |  | 0
2019-10-15 | ENV19-1047 | 2 | Electrode Storage Solution |  | 1 | bottle | 2020-01-15 |  |  |  | 0
2019-10-15 | ENV19-1047 | 3 | Alkaline Battery, 1.5 V (as per sample) |  | 8 | pcs. | 2020-01-15 |  |  |  | 0
For clean-up Activity Use & Packing of Mud Press
2019-11-22 | ENV19-1139 | 1 | EMPTY SACK |  | 50 | pcs. | 2019-11-23 | PENV19-1139-1435 | Doods Sack Trading | 2020-02-26 | 200
For Canteen Plant box
2020-01-30 | ENV20-1220 | 1 | Bougainvillea Plant |  | 30 | pcs. | 2020-02-07 |  |  |  | 0
For replacement of pH meter electrode
2020-02-12 | ENV20-1234 | 1 | Replaceable pH Electrode, Brand: Hanna, Code: HI73127 (as per sample) |  | 1 | pc. | 2020-02-17 |  |  |  | 0
2020-02-12 | ENV20-1234 | 2 | Electrode cleaniong solution, Brand Hanna, Code: HI7061M 230 ml |  | 1 | bottle | 2020-02-17 |  |  |  | 0
2020-02-12 | ENV20-1234 | 3 | Electrode storage solution, Brand: Hanna, Code: HI70300M 230 ml |  | 1 | bottle | 2020-02-17 |  |  |  | 0
2020-02-12 | ENV20-1234 | 4 | pH 7.01 calibration solution, Brand:Hanna, Code: HI70007P, 20 ml sachet |  | 10 | sachets | 2020-02-17 |  |  |  | 0
2020-02-12 | ENV20-1234 | 5 | pH 10.01 calibration solution, Brand:Hanna, Code: HI70007P, 20 ml sachet |  | 10 | sachets | 2020-02-17 |  |  |  | 0
FOR ENVIRONMENT DEPARTMENT USE
2019-08-24 | ENV20-1235 | 1 | Garbage Bag, size: XXL |  | 1 | box | 2020-02-20 | PENV20-1235-1348 | CMC 417 Enterprises Corporation | 2020-02-12 | 245 | COD
For Housekeeping Use
2019-07-18 | ENV20-1286 | 1 | Gasoline |  | 20 | liters | 2020-05-19 | PENV20-1286-1520PENV20-1286-1751 | RM ShellRM Shell | 2020-05-192020-08-04 | 0.041024 | COD
2019-07-18 | ENV20-1286 | 2 | 2T Oil |  | 1 | liter | 2020-05-19 |  |  |  | 0
2019-07-18 | ENV20-1286 | 3 | Nylon, number 300 |  | 1 | kg | 2020-05-19 |  |  |  | 0
For Housekeeping Use
2020-06-09 | ENV20-1329 | 1 | Sawdust |  | 10 | sacks | 2020-06-30 | PENV20-1329-1633 | ALEX LUMBER YARD | 2020-07-08 | 100
2020-06-09 | ENV20-1329 | 2 | Garbage Bag, size XXL |  | 30 | pcs. | 2020-06-30 | PENV20-1329-1962 | Bacolod Plastic Supply | 2020-09-25 | 0
2020-06-09 | ENV20-1329 | 3 | Empty Sack |  | 30 | pcs. | 2020-06-30 | PENV20-1329-1958 | Doods Sack Trading | 2020-09-25 | 240
2020-06-09 | ENV20-1329 | 4 | Liquid Soap |  | 1 | gallon | 2020-07-08 | PENV20-1329-1959 | TMVG Multi-Sales, Inc. | 2020-09-25 | 280
2020-06-09 | ENV20-1329 | 5 | Cottom Gloves with rubber |  | 5 | pairs | 2020-06-30 | PENV20-1329-1960 | Greenlane Hardware and Construction Supply Inc | 2020-09-25 | 160
For Housekeeping use
2020-07-11 | ENV20-1335 | 1 | Gasoline |  | 20 | liters | 2020-07-17 |  |  |  | 0
2020-07-11 | ENV20-1335 | 2 | 2T Motor Oil |  | 1 | liter | 2020-07-17 |  |  |  | 0
For painting of empty drums to be used as garbage bins
2020-08-18 | ENV20-1386 | 1 | Epoxy Primer Paint, Color: Gray |  | 1 | gallon | 2020-08-26 |  |  |  | 0
2020-08-18 | ENV20-1386 | 2 | Acrylic Thinner |  | 1 | liter | 2020-08-26 |  |  |  | 0
2020-08-18 | ENV20-1386 | 3 | Spray Paint, 400 cc, Color: Green |  | 2 | cans | 2020-08-26 |  |  |  | 0
2020-08-18 | ENV20-1386 | 4 | Paint Brush, size: 2" |  | 2 | pcs. | 2020-08-26 |  |  |  | 0
2020-08-18 | ENV20-1386 | 5 | Roller Brush, size 4" |  | 1 | pc. | 2020-08-26 |  |  |  | 0
2020-08-18 | ENV20-1386 | 6 | Roller Brush Refill, size 4" |  | 4 | pcs. | 2020-08-26 |  |  |  | 0
For pH Meter Use
2020-08-25 | ENV20-1398 | 1 | pH 4.01 Calibration Solution, Brand: Hanna, Code: HI7004, 1 Liter |  | 1 | bottle | 2020-09-07 |  |  |  | 0
2020-08-25 | ENV20-1398 | 2 | pH 7.01 Calibration Solution, Brand: Hanna, Code: HI7007, 1 Liter |  | 1 | bottle | 2020-09-07 |  |  |  | 0
2020-08-25 | ENV20-1398 | 3 | Beaker, 100 ml capacity, glass, Pyrex |  | 2 | pcs. | 2020-09-07 |  |  |  | 0
2020-08-25 | ENV20-1398 | 4 | Beaker 250 ml capacity, glass, Pyrex |  | 1 | pc. | 2020-09-07 |  |  |  | 0
2020-08-25 | ENV20-1398 | 5 | Graduated Cylinder, 100 ml capacity, glass Pyrex |  | 1 | pc. | 2020-09-07 |  |  |  | 0
For Housekeeping use
2020-09-29 | ENV20-1423 | 1 | Garbage Bag, Size: XXL |  | 1 | box | 2020-09-29 | PENV20-1423-1967 | Synergy Sales International Corporation | 2020-09-29 | 420 | COD
For Grass cutter Use
2020-10-17 | ENV20-1465 | 1 | Gasoline |  | 20 | liters | 2020-10-23 | PENV20-1465-2070 | Sum-ag Petron Gas Station | 2020-12-19 | 957 | COD
2020-10-17 | ENV20-1465 | 2 | 2T Oil |  | 1 | liter | 2020-10-23 |  |  |  | 0
For Oil Spill Emergency Use
2020-10-22 | ENV20-1471 | 1 | Oil Dispersant, Philippine coast guard approved, disperse oil spillage instantly, safe for marine life, environmental friendly, non-flammable, non-toxic, none chlorinated or aromatic hydrocarbon detected, water soluble |  | 2 | pails | 2020-10-31 |  |  |  | 0
For grass cutting use
2020-10-22 | ENV20-1472 | 1 | Cane Spade Knife |  | 2 | pcs. | 2020-10-31 |  |  |  | 0
For grasscutting at plantsite
2021-01-14 | ENV21-1549 | 1 | Gasoline, Unleaded |  | 20 | liters | 2021-01-22 | PENV21-1549-2476 | Sum-ag Petron Gas Station | 2021-02-03 | 0
Lubricant Consumables for Plant Equipment
1905-07-12 | FLM -20-1252 | 1 | Shell Rimula R4 X 15 W-40 |  | 1 | pail | 2020-04-06 | Cancelled |  |  | 0
1905-07-12 | FLM -20-1252 | 2 | Shell Tellus M68 |  | 2 | pails | 2020-04-06 | Cancelled |  |  | 0
For O & M Consumables
2020-08-22 | FLM -2020-00220-1395 | 1 | Shell Corena S4 P100 |  | 1 | pail | 2020-08-29 | PFLM -2020-00220-1395-1890 | VCY Sales Corporation (Lubricants) | 2020-09-08 | 20300.21 | 30 days
2020-08-22 | FLM -2020-00220-1395 | 2 | Shell Tellus S2 M68 |  | 1 | pail | 2020-08-29 | PFLM -2020-00220-1395-1890 | VCY Sales Corporation (Lubricants) | 2020-09-08 | 2945.83 | 30 days
For O & M Consumables
2020-09-24 | FLM -2020-00320-1426 | 1 | Shell Rimula R4 X 15 W-40 |  | 1 | pail | 2020-10-03 | PFLM -2020-00320-1426-1978 | VCY SALES CORPORATION | 2020-10-02 | 6775.62
For O & M Consumables
2020-09-29 | FLM -2020-00420-1431 | 1 | Shell Corena S4 P 100 |  | 1 | pail | 2020-10-02 | PFLM -2020-00420-1431-1979 | VCY Sales Corporation (Lubricants) | 2020-10-02 | 20300.21
Lubricant Consumables for Plant Equipment
2020-03-04 | FLM20-1255 | 1 | Shell Rimula R4 X 15 W-40 |  | 1 | pail | 2020-04-06 | PFLM20-1255-1696 | VCY SALES CORPORATION | 2020-07-20 | 3387.81 | 30 days PDC
2020-03-04 | FLM20-1255 | 2 | Shell Tellus M68 |  | 2 | pails | 2020-04-06 | PFLM20-1255-1514 | VCY Sales Corporation (Lubricants) | 2020-05-19 | 5851.34
For Commercial Operation
2021-01-23 | FLM21-1543 | 1 | Diesel |  | 4000 | liters | 2021-01-25 | PFLM21-1543-2422 | RM Shell | 2021-01-23 | 0
For Commercial Operation
2021-01-25 | FLM21-1545 | 1 | Bunker C Fuel Oil |  | 80000 | liters | 2021-01-27 | PFLM21-1545-2430 | Prism Import-Export, Inc. | 2021-01-25 | 0
For Two (2) window type AC frame support at Control Room
2020-11-27 | FR20-1514 | 1 | Angle bar, MS, 2"x2"x3/16"thk x 6m long |  | 5 | lengths | 2020-12-02 | PFR20-1514-2171 | VCY Sales Corporation | 2020-12-02 | 2944.5 | COD
2020-11-27 | FR20-1514 | 2 | MS C-channel bar, 2"x4"x5mm/7mm thk x 20' long |  | 1 | length | 2020-12-02 | PFR20-1514-2172 | Bacolod Steel Center Corporation | 2020-12-02 | 1790.3 | COD
2020-11-27 | FR20-1514 | 3 | Welding rod, 1/8" x E6011 |  | 5 | kgs | 2020-12-02 | PFR20-1514-2166 | Visayan Construction Supply | 2020-12-02 | 0
2020-11-27 | FR20-1514 | 4 | Cutting Disc 4" |  | 6 | pcs | 2020-12-02 | PFR20-1514-2167 | Visayan Construction Supply | 2020-12-02 | 0
2020-11-27 | FR20-1514 | 5 | Grinding Disc 4" |  | 3 | pcs | 2020-12-02 |  |  |  | 0
2020-11-27 | FR20-1514 | 6 | Cutting Disc 14" |  | 1 | pc | 2020-12-02 | PFR20-1514-2168 | Visayan Construction Supply | 2020-12-02 | 0
2020-11-27 | FR20-1514 | 7 | Expansion bolt 8mm x 100 long, Fixing hole 8mm |  | 4 | pcs | 2020-12-02 | PFR20-1514-2174 | Visayan Construction Supply | 2020-12-02 | 0 | COD
2020-11-27 | FR20-1514 | 8 | Metal Primer paint, red oxide |  | 2 | qrts | 2020-12-02 | PFR20-1514-2173 | Greenlane Hardware and Construction Supply Inc | 2020-12-02 | 0 | COD
2020-11-27 | FR20-1514 | 9 | Paint brush 2" |  | 2 | pcs | 2020-12-02 | PFR20-1514-2170 | Greenlane Hardware and Construction Supply Inc | 2020-12-02 | 25
2020-11-27 | FR20-1514 | 10 | Paint thinner |  | 2 | bolltes | 2020-12-02 | PFR20-1514-2173 | Greenlane Hardware and Construction Supply Inc | 2020-12-02 | 0 | COD
2020-11-27 | FR20-1514 | 11 | Masonry drill bit 8mm dia, (same as expansion bolt outside dia) |  | 2 | pcs | 2020-12-02 | PFR20-1514-2169 | A-one Industrial Sales | 2020-12-02 | 0
Installation of 5 Units Flood light inside Power Plant Area
2019-05-25 | HAS19-1004 | 1 | HIGH POWER 250 WATTS LED FLOOD LIGHT OUTDOOR WATER PROOF DAYLIGHT WHITE. 220 VOLT AC SINGLE PHASE |  | 2 | sets | 2019-10-31 | PHAS19-1004-1020 | Ace Hardware Philippines, Inc. - Bacolod Branch | 2019-11-04 | 13999.5 | 30 days PDC
Additional Installation of 3 units Emergency light in Auxilliary,Fire hydrant control and Switchgear area
2019-05-21 | HAS19-1017 | 1 | Conrete Drill bit size 5 mm |  | 2 | Pcs | 2019-12-15 |  |  |  | 0
2019-05-21 | HAS19-1017 | 2 | Tox W/ screw size 5mm |  | 75 | Pcs | 2019-12-16 |  |  |  | 0
2019-05-21 | HAS19-1017 | 3 | PVC Clamp Orange 1/2 |  | 50 | Pcs | 2019-12-17 |  |  |  | 0
2019-05-21 | HAS19-1017 | 4 | Duplex iniversal outlet |  | 3 | Pcs | 2019-12-18 |  |  |  | 0
2019-05-21 | HAS19-1017 | 5 | Electrical PVC utility Box |  | 3 | Pcs | 2019-12-19 |  |  |  | 0
2019-05-21 | HAS19-1017 | 6 | Electrical tape (Armac) |  | 2 | Pcs | 2019-12-20 |  |  |  | 0
FOR PPE PLANT PERSONNEL
2019-10-25 | HAS19-1022 | 1 | 3M H10P3E Peltor 105 Helmet attahable Ear Muff |  | 35 | pcs | 2019-11-16 |  |  |  | 0
2019-10-25 | HAS19-1022 | 2 | 3M Reusable Ear plug corded 1271 with case |  | 29 | pcs | 2019-11-16 |  |  |  | 0
Replacement of Cummins Magnetic Pick Up Speed sensor (MPU)
2019-08-06 | HAS19-1030 | 1 | Cummins Magnetic Pick Up Speed sensor MPU As Per sample (See details sample) |  | 1 | set | 2019-11-07 |  |  |  | 0
Replacement of 6 length Busted Hose 450 Psi Double Jacketed 50 meters
2019-08-17 | HAS19-1031 | 1 | 30 metersFire Hose 450 Psi DJ 1-1/2 " Double Jacket |  | 6 | pcs. | 2020-02-15 | PHAS19-1031-1437PHAS19-1031-1494 | Pyromancer Fire Safety Products and Installation ServicesCatcom Marketing | 2020-02-262020-03-12 | 0 | 30 days PDC
2019-08-17 | HAS19-1031 | 2 | Fire hose and Nozzle 1- 1/2" |  | 6 | pcs. | 2020-02-15 | PHAS19-1031-1437PHAS19-1031-1494 | Pyromancer Fire Safety Products and Installation ServicesCatcom Marketing | 2020-02-262020-03-12 | 0 | 30 days PDC
For Lighting in cable trench of DG.1,2,3,4,and DG5
2019-08-27 | HAS19-1032 | 1 | Duplex Convenience Outlet, Surface Type; Brand: Eagle |  | 10 | pcs. | 2020-01-15 | PHAS19-1032-1568 | Jas't Marketing Co. | 2020-06-04 | 897.5 | COD
For Temporary Repair of Admin Office Ceiling as Replacement of Damaged Gypsum Board
2019-09-19 | HAS19-1033 | 1 | Marine Plywood 4ft x 8ft x1/4" |  | 1 | pc. | 2019-11-15 | PHAS19-1033-1172PHAS19-1033-1181PHAS19-1033-1188 | Visayan Construction SupplyVisayan Construction SupplyVisayan Construction Supply | 2019-12-112019-12-132019-12-16 | 0 | COD
PPE Safety Shoes For ECMG Mens 2019 Issuance
2019-09-23 | HAS19-1034 | 1 | Size 8" Mens High cut Safety shoes |  | 4 | pairs | 2019-12-15 |  |  |  | 0
2019-09-23 | HAS19-1034 | 2 | Size 9" Mens High cut Safety shoes |  | 3 | pairs | 2019-12-16 |  |  |  | 0
2019-09-23 | HAS19-1034 | 3 | Size 10" Mens High cut Safety shoes |  | 3 | pairs | 2019-12-17 |  |  |  | 0
For PPE Plant Personnel
2019-09-30 | HAS19-1036 | 1 | 3M 1178.000-20 Womens safety eyewear clear lens anti- fog |  | 16 | pcs. | 2020-01-15 |  |  |  | 0
2019-09-30 | HAS19-1036 | 2 | 3M SF 601 protective eyewear w/ side shield |  | 48 | pcs. | 2020-01-15 |  |  |  | 0
Replacement of Two Units 12 Volt DC.Type 2D/N120L/F51L
2019-10-08 | HAS19-1037 | 1 | Motolite Truckmaster Batteries Type: 2D/N120L/F51L 12VDC |  | 2 | pcs. | 2019-11-10 | Cancelled |  |  | 0
2019-10-08 | HAS19-1037 | 2 | Positive / Negative Battery Terminal |  | 4 | sets | 2019-11-10 | Cancelled |  |  | 0
For PPE New Plant Personnel
2019-10-17 | HAS19-1038 | 1 | Forge steel oil and chemical resistance anti-static safety shoes model LMC151, High Cut ,Brand Lemaitre, Size 10" |  | 1 | pair | 2019-11-15 |  |  |  | 0
2019-10-17 | HAS19-1038 | 2 | Helmet, Top Safe with Clip Strap Made of polypropylene, materials ;6pt Nylon suspension,360 degrotation, size 6 1/2 to 7 3/4" ANSI Z89.1-1986 |  | 1 | pc. | 2019-11-15 |  |  |  | 0
Installation Of Electrical Main Distribution Panel For Auxiliary Loads.
2019-05-29 | HAS19-1066 | 1 | Electrical Main Distribution Panel 300 Amperes 3 Poles Bolt On type 440 volts /230 volts .(Wall mounted) with 16 Branches of circuit breaker 2 Poles Bolt On type (NEMA 3R ENCLOSURE) |  | 1 | Set | 2019-11-22 | Cancelled |  |  | 0
2019-05-29 | HAS19-1066 | 2 | Circuit breaker 60 amperes 2 poles Bolt On type |  | 4 | Sets | 2019-11-22 | Cancelled |  |  | 0
2019-05-29 | HAS19-1066 | 3 | C. Breaker 40 A 2 poles Bolt on type |  | 2 | Sets | 2019-11-22 | Cancelled |  |  | 0
2019-05-29 | HAS19-1066 | 4 | C. Breaker 30 A 2 poles Bolt on type |  | 8 | Sets | 2019-11-22 | Cancelled |  |  | 0
2019-05-29 | HAS19-1066 | 5 | C. Breaker 50 A 2 poles Bolt On type |  | 2 | Sets | 2019-11-22 | Cancelled |  |  | 0
2019-05-29 | HAS19-1066 | 6 | 250 mm2 THHN/THWN(STR)PHILFLEX |  | 150 | Meters | 2019-11-22 | Cancelled |  |  | 0
2019-05-29 | HAS19-1066 | 7 | Cable tie 12" |  | 100 | Pcs | 2019-11-22 | Cancelled |  |  | 0
2019-05-29 | HAS19-1066 | 8 | Electrical Tape |  | 3 | Pcs | 2019-11-22 | Cancelled |  |  | 0
2019-05-29 | HAS19-1066 | 9 | 250mm Terminal lugs |  | 6 | Pcs | 2019-11-22 | Cancelled |  |  | 0
2019-05-29 | HAS19-1066 | 10 | 1/2" Expansion bolt |  | 6 | Pcs | 2019-11-22 | Cancelled |  |  | 0
2019-05-29 | HAS19-1066 | 11 | Concrete Drill bit 1/2" |  | 1 | Pc | 2019-11-22 | Cancelled |  |  | 0
2019-05-29 | HAS19-1066 | 12 | Concrete Drill bit 1/4" |  | 1 | Pc | 2019-11-22 | Cancelled |  |  | 0
Installation Of Electrical Main Distribution Panel For Auxiliary Loads.
2019-05-29 | HAS19-1067 | 1 | Electrical Main Distribution Panel 300 Amperes 3 Poles Bolt On type 440 volts /230 volts .(Wall mounted) with 16 Branches of circuit breaker 2 Poles Bolt On type (NEMA 3R ENCLOSURE) |  | 1 | Set | 2019-11-22 | PHAS19-1067-1205PHAS19-1067-1216 | Jas't Marketing Co.Jas't Marketing Co. | 2019-12-172019-12-19 | 34.512 | 50% down payment; 50% upon delivery.
2019-05-29 | HAS19-1067 | 2 | Circuit breaker 60 amperes 2 poles Bolt On type |  | 4 | Sets | 2019-11-22 |  |  |  | 0 | 50% down payment; 50% upon delivery.
2019-05-29 | HAS19-1067 | 3 | C. Breaker 40 A 2 poles Bolt on type |  | 2 | Sets | 2019-11-22 |  |  |  | 0 | 50% down payment; 50% upon delivery.
2019-05-29 | HAS19-1067 | 4 | C. Breaker 30 A 2 poles Bolt on type |  | 8 | Sets | 2019-11-22 |  |  |  | 0 | 50% down payment; 50% upon delivery.
2019-05-29 | HAS19-1067 | 5 | C. Breaker 50 A 2 poles Bolt On type |  | 2 | Sets | 2019-11-22 |  |  |  | 0 | 50% down payment; 50% upon delivery.
2019-05-29 | HAS19-1067 | 6 | 250 mm2 THHN/THWN(STR)PHILFLEX |  | 150 | Meters | 2019-11-22 |  |  |  | 0 | 50% down payment; 50% upon delivery.
2019-05-29 | HAS19-1067 | 7 | Cable tie 12" |  | 100 | Pcs | 2019-11-22 | PHAS19-1067-1452 | Jas't Marketing Co. | 2020-03-03 | 467 | 50% down payment; 50% upon delivery.
2019-05-29 | HAS19-1067 | 8 | Electrical Tape |  | 3 | Pcs | 2019-11-22 | PHAS19-1067-1371 | HKL Enterprises Incorporated | 2020-02-18 | 210 | 50% down payment; 50% upon delivery.
2019-05-29 | HAS19-1067 | 9 | 250mm Terminal lugs |  | 6 | Pcs | 2019-11-22 |  |  |  | 0 | 50% down payment; 50% upon delivery.
2019-05-29 | HAS19-1067 | 10 | 1/2" Expansion bolt |  | 6 | Pcs | 2019-11-22 | PHAS19-1067-1415 | Greenlane Hardware and Construction Supply Inc | 2020-02-24 | 145.5 | COD
2019-05-29 | HAS19-1067 | 11 | Concrete Drill bit 1/2" |  | 1 | Pc | 2019-11-22 | PHAS19-1067-1377 | A-one Industrial Sales | 2020-02-24 | 91 | COD
2019-05-29 | HAS19-1067 | 12 | Concrete Drill bit 1/4" |  | 1 | Pc | 2019-11-22 | PHAS19-1067-1377 | A-one Industrial Sales | 2020-02-24 | 41 | COD
INSTALLATION OF ELECTRICAL MAIN DISTRIBUTION PANEL FOR AUXILIARY LOADS (Additional)
2019-12-02 | HAS19-1153 | 1 | 125mm Phelpsdodge THHN(STR) |  | 150 | meters | 2019-12-10 |  |  |  | 0
2019-12-02 | HAS19-1153 | 2 | 125mm Compression Terminal lugs Long Barrel |  | 6 | pcs | 2019-12-10 |  |  |  | 0
Replacement of Two Units 12 Volt DC.Type 2D/N120L/F51L
2019-10-08 | HAS19-1165 | 1 | Motolite Truckmaster Batteries, Type: 2D/N120L/F51L 12VDC |  | 2 | units | 2019-12-25 | PHAS19-1165-1210PHAS19-1165-1343 | Highway Tire SupplyHighway Tire Supply | 2019-12-172020-02-11 | 15.6 | COD
2019-10-08 | HAS19-1165 | 2 | Positive / Negative Battery Terminal |  | 4 | sets | 2019-12-25 |  |  |  | 0
For load testing of Engine Driven pump(Cummins Engine)
2020-02-03 | HAS20-1218 | 1 | Deisel Fuel |  | 200 | Ltrs | 2020-02-03 | Cancelled | Sum-ag Petron Gas Station | 2020-02-18 | 0 | COD
For Operation of Engine Driven Fire Pump
2020-02-20 | HAS20-1239 | 1 | Deisel Fuel |  | 200 | Ltrs | 2020-02-25 |  |  |  | 0
For Operation of Engine Driven Fire Pump
2036-02-26 | HAS20-1246 | 1 | Deisel Fuel |  | 200 | liters | 2020-02-26 | PHAS20-1246-1443 | Sum-ag Petron Gas Station | 2020-02-28 | 7500 | COD
Replacement of Jockey Pump Damaged Mechanical Seal
2020-03-12 | HAS20-1264 | 1 | Mechanical Seal Assembly Type: 300 Inside Diameter: 1/2 inch Outside Diameter: 1 inch Material: Carbon, Ceramic |  | 1 | unit | 2020-03-27 | PHAS20-1264-1533 | Simplex Industrial Corp. | 2020-05-20 | 325 | COD
Replacement of 1 roll Fire hose 400 Psi double jacket Tank Farm area
2020-02-06 | HAS20-1293 | 1 | 1 1/2 " Fire fighting hose 400 Psi working pressure, Double Jacket 1200 Psi Burst pressure 81 Bars, 30 meters (see picture) |  | 1 | length | 2020-06-09 |  |  |  | 0
2020-02-06 | HAS20-1293 | 2 | 1 1/2" Brass nozzle (see picture) |  | 1 | pc. | 2020-06-09 |  |  |  | 0
Replacement of 1 roll Fire hose 400 Psi double jacket Raw water area
2020-02-06 | HAS20-1294 | 1 | 1 1/2 " Fire fighting hose 400 Psi working pressure, Double Jacket 1200 Psi Burst pressure 81 Bars, 30 meters (see picture) |  | 1 | length | 2020-06-09 |  |  |  | 0
2020-02-06 | HAS20-1294 | 2 | 1 1/2" Brass nozzle (see picture) |  | 1 | pc | 2020-06-09 |  |  |  | 0
Replacement of 1 roll Fire hose 400 Psi double jacket Warehouse area 2
2020-02-06 | HAS20-1295 | 1 | 1 1/2 " Fire fighting hose 400 Psi working pressure, Double Jacket 1200 Psi Burst pressure 81 Bars, 30 meters (see picture) |  | 1 | Length | 2020-06-09 |  |  |  | 0
2020-02-06 | HAS20-1295 | 2 | 1 1/2" Brass nozzle (see picture) |  | 1 | Pc | 2020-06-09 |  |  |  | 0
Replacement of 1 roll Fire hose 400 Psi double jacket Warehouse area
2020-02-06 | HAS20-1296 | 1 | 1 1/2 " Fire fighting hose 400 Psi working pressure, Double Jacket 1200 Psi Burst pressure 81 Bars, 30 meters (see picture) |  | 1 | Length | 2020-06-09 |  |  |  | 0
2020-02-06 | HAS20-1296 | 2 | 1 1/2" Brass nozzle |  | 1 | Pc | 2020-06-09 |  |  |  | 0
Replacement of 1 roll Fire hose 400 Psi double jacket Engine area
2020-02-06 | HAS20-1297 | 1 | 1 1/2 " Fire fighting hose 400 Psi working pressure, Double Jacket 1200 Psi Burst pressure 81 Bars, 30 meters |  | 1 | Length | 2020-06-09 |  |  |  | 0
2020-02-06 | HAS20-1297 | 2 | 1 1/2" Brass nozzle |  | 1 | Pc | 2020-06-09 |  |  |  | 0
Replacement of 1 roll Fire hose 400 Psi double jacket Switchgear area
2020-02-06 | HAS20-1298 | 1 | 1 1/2 " Fire fighting hose 400 Psi working pressure, Double Jacket 1200 Psi Burst pressure 81 Bars, 30 meters |  | 1 | Lengths | 2020-06-09 |  |  |  | 0
2020-02-06 | HAS20-1298 | 2 | 1 1/2" Brass nozzle |  | 1 | Pcs | 2020-06-09 |  |  |  | 0
For complying of safety protocol inside the Power Plant for COVID 19 during rainy seasons
2020-06-10 | HAS20-1301 | 1 | 50 Inches heavy duty umbrella (see picture) |  | 10 | Pcs | 2020-06-17 |  |  |  | 0
For PPE's Safety Shoes Women's 2020 Issuance
2020-06-23 | HAS20-1317 | 1 | Size 35 Lowcut Ladies Safety Shoes |  | 2 | Pairs | 2020-07-26 |  |  |  | 0
2020-06-23 | HAS20-1317 | 2 | Size 36 Lowcut Ladies Safety Shoes |  | 5 | Pairs | 2020-07-26 |  |  |  | 0
2020-06-23 | HAS20-1317 | 3 | Size 37 Lowcut ladies Safety Shoes |  | 4 | Pairs | 2020-07-26 |  |  |  | 0
2020-06-23 | HAS20-1317 | 4 | Size 39 Lowcut ladies Safety Shoes |  | 1 | Pairs | 2020-07-26 |  |  |  | 0
2020-06-23 | HAS20-1317 | 5 | Size 40 Lowcut Ladies Safety Shoes |  | 3 | Pairs | 2020-07-26 |  |  |  | 0
2020-06-23 | HAS20-1317 | 6 | Size 41 Lowcut Ladies Safety Shoes |  | 2 | Pairs | 2020-07-26 |  |  |  | 0
For PPE's Safety Shoes Men's 2020 Issuance
2020-06-23 | HAS20-1318 | 1 | Size 39 Mens High Cut Safety Shoes |  | 3 | Pairs | 2020-07-26 |  |  |  | 0
2020-06-23 | HAS20-1318 | 2 | Size 40 Mens High Cut Safety Shoes |  | 10 | Pairs | 2020-07-26 |  |  |  | 0
2020-06-23 | HAS20-1318 | 3 | Size 41 Mens High Cut Safety Shoes |  | 14 | Pairs | 2020-07-26 |  |  |  | 0
2020-06-23 | HAS20-1318 | 4 | Size 42 Mens High Cut Safety Shoes |  | 8 | Pairs | 2020-07-26 |  |  |  | 0
2020-06-23 | HAS20-1318 | 5 | Size 43 Mens High Cut Safety Shoes |  | 8 | Pairs | 2020-07-26 |  |  |  | 0
2020-06-23 | HAS20-1318 | 6 | Size 44 Mens High Cut Safety Shoes |  | 1 | Pairs | 2020-07-26 |  |  |  | 0
2020-06-23 | HAS20-1318 | 7 | Size 45 Mens High Cut Safety Shoes |  | 2 | Pairs | 2020-07-26 |  |  |  | 0
2020-06-23 | HAS20-1318 | 8 | Size 46 Mens High Cut Safety Shoes |  | 1 | Pairs | 2020-07-26 |  |  |  | 0
Replacement of RSC Pipe to UPVC pipe for Main Distribution Panel for Auxiliary Loads
2020-07-09 | HAS20-1331 | 1 | Electrical UPVC pipe 3 inches ? (Atlanta) |  | 3 | Lenghts | 2020-07-15 | PHAS20-1331-1642 | HKL Enterprises Incorporated | 2020-07-09 | 1875 | 30 days PDC
For grass cutting and control vegetation grass in Tank farm area and Perimeter
2020-07-13 | HAS20-1337 | 1 | HONDA FOUR STROKE BRUSH CUTTER ( as per picture) |  | 1 |  | 2020-07-22 |  |  |  | 0
For housekeeping and cleaning of Bunker oil in Tank farm area
2020-07-15 | HAS20-1345 | 1 | Sawdust |  | 20 | Bags | 2020-07-22 | PHAS20-1345-1860 | ALEX LUMBER YARD | 2020-08-26 | 200
2020-07-15 | HAS20-1345 | 2 | Broom stick |  | 5 | Pcs | 2020-07-22 | PHAS20-1345-1861 | Native Store | 2020-08-26 | 175
2020-07-15 | HAS20-1345 | 3 | Tide detergent soap |  | 5 | Sachet | 2020-07-22 | PHAS20-1345-1871 | SM SUPERMARKET | 2020-08-28 | 89.75
2020-07-15 | HAS20-1345 | 4 | Gloves super Nitrile RNF brand:Rubberex |  | 4 | Pairs | 2020-07-22 | PHAS20-1345-1856 | Ava Construction Supply | 2020-08-26 | 1404 | COD
2020-07-15 | HAS20-1345 | 5 | Rugs / Ukay - Ukay |  | 10 | Kgs | 2020-07-22 |  |  |  | 0
2020-07-15 | HAS20-1345 | 6 | Rain boots |  | 2 | Pairs | 2020-07-22 | PHAS20-1345-1855 | A-one Industrial Sales | 2020-08-26 | 600 | COD
PPE use for Electrical Departments
2020-08-21 | HAS20-1396 | 1 | ARC FLASH SUIT LOW AND HIGH VOLTAGE 40calal/cm2, Size: Medium |  | 2 | Sets | 2020-09-01 |  |  |  | 0
For Installation of Foot Bath and Hand wash at CENPRI Bacolod office (COMECQ)
2020-09-14 | HAS20-1417 | 1 | PVC solvent |  | 1 | Quart | 2020-09-22 | Cancelled |  |  | 0
2020-09-14 | HAS20-1417 | 2 | PVC elbow 1/2 X 90 |  | 6 | Pcs | 2020-09-22 | Cancelled |  |  | 0
2020-09-14 | HAS20-1417 | 3 | PVC Faucet 1/2 blue |  | 1 | Pcs | 2020-09-22 | Cancelled |  |  | 0
2020-09-14 | HAS20-1417 | 4 | PVC ball valve 1/2 |  | 2 | Pcs | 2020-09-22 | Cancelled |  |  | 0
FOR DISPATCH OPERATION (PPE)
2020-02-16 | HAS20-1469 | 1 | 3M REUSABLE EAR PLUG WITH CASE NRR 25db |  | 33 | Pcs | 2020-10-23 | PHAS20-1469-2036 | AIC Industrial & Safety Supply Inc. | 2020-10-23 | 4620
PPE for New Employee
2020-11-03 | HAS20-1486 | 1 | 3M REUSABLE EAR PLUG WITH CASE NRR 25db |  | 1 | Pc | 2020-11-10 |  |  |  | 0
2020-11-03 | HAS20-1486 | 2 | Size:42 Mens High Cut Safety Shoes |  | 1 | Pair | 2020-11-10 |  |  |  | 0
2020-11-03 | HAS20-1486 | 3 | Safety Hard Hat , ANSI ,Type 1 , Class E |  | 1 | Pc | 2020-11-10 |  |  |  | 0
For Replacement of 1 Gal from ECMG used in Portable Disinfectant Tank, Clothes Hanger Stand ,Foot Bath
2020-11-11 | HAS20-1492 | 1 | Triton Metal Primer Red Oxide |  | 1 | Gal. | 2020-11-23 |  |  |  | 0
For Building Construction Repair Maintenance
2020-11-11 | HAS20-1493 | 1 | Multi Purpose Ladder 4x4 Aluminum , Extension Length:14.2Ft. Herringbone Height: 6.9Ft. |  | 1 | pc | 2036-02-17 |  |  |  | 0
Replacement of Worn Out Electrical Device in Warehouse
2020-11-18 | HAS20-1500 | 1 | Two Gang Convenience Universal Outlet Flush Type Electrical Device |  | 5 | pcs | 2020-11-23 |  |  |  | 0
2020-11-18 | HAS20-1500 | 2 | Power Plug (power male plug) |  | 3 | pcs | 2020-11-23 |  |  |  | 0
2020-11-18 | HAS20-1500 | 3 | Electrical Tape (big) |  | 1 | pc | 2020-11-23 |  |  |  | 0
Replacement of Worn Out Electrical Device in Warehouse
2036-02-17 | HAS20-1504 | 1 | Two Gang Convenience Universal Outlet Flush Type Electrical Device |  | 5 | pcs | 2020-12-03 |  |  |  | 0
2036-02-17 | HAS20-1504 | 2 | Power Plug (power male plug) |  | 3 | pcs | 2020-12-03 |  |  |  | 0
2036-02-17 | HAS20-1504 | 3 | Electrical Tape (big) |  | 1 | pc | 2020-12-03 |  |  |  | 0
Turbocharger Overhauling Training in 5days (Jan 25-29,2021)
2021-01-20 | HAS21-1539 | 1 | Size: XL Disposable PPE includes suit and mask made by micro fiber that is water repellant and auto clave, double flap zepper to lessen chances of droplets from getting in with shoe cover minimal stiches to reduce contamination risk. |  | 10 | pcs | 2021-01-21 | PHAS21-1539-2402 | B & A PHARMACY, DRUG DISTRIBUTOR AND GENERAL MERCHANDISE as Medical Devices Wholesaler | 2021-01-21 | 0
2021-01-20 | HAS21-1539 | 2 | Size: XXXL Disposable PPE includes suit and mask made by micro fiber that is water repellant and auto clave, double flap zepper to lessen chances of droplets from getting in with shoe cover minimal stiches to reduce contamination risk. |  | 5 | pcs | 2021-01-21 |  |  |  | 0
Turbocharger Overhauling Training (Jan. 25-29, 2021) ( 5 days)
2021-01-20 | HAS21-1542 | 1 | Cloth; Micro Fiber, Color: Gray |  | 12 | yards | 2021-01-22 | PHAS21-1542-2418 | Fashion House Marketing, Inc. | 2021-01-22 | 0
PPE for Turbocharger Overhauling Training in 5days (Jan 25-29,2021)
2021-01-20 | HAS21-1544 | 1 | Cloth; Micro Fiber, Color: Gray |  | 12 | yards | 2021-01-25 | PHAS21-1544-2426 | Fashion House Marketing, Inc. | 2021-01-25 | 720
For PPE's used during Transaction COMECQ Area (Power House Area)
2021-01-19 | HAS21-1547 | 1 | Cloth; Micro Fiber, Color: Grey |  | 100 | yards | 2021-02-02 | PHAS21-1547-2457 | Fashion House Marketing, Inc. | 2021-02-03 | 0
For Grass Cutter
2021-01-15 | HAS21-1550 | 1 | Unleaded Gasoline |  | 8 | liters | 2021-02-03 | PHAS21-1550-2475 | Sum-ag Petron Gas Station | 2021-02-03 | 0 | COD
2021-01-15 | HAS21-1550 | 2 | Nylon, no. 300 |  | 1 | kilo | 2021-02-03 | PHAS21-1550-2477 | Visayan Construction Supply | 2021-02-03 | 0 | COD
Installation of Curtain Partition at Bacolod Office Quarter.
2020-08-05 | HR20-1366 | 1 | Rods, Welding, 6013 |  | 2 | kgs. | 2020-08-07 | PHR20-1366-1754PHR20-1366-1761 | Visayan Construction SupplyVisayan Construction Supply | 2020-08-052020-08-07 | 0.19002
2020-08-05 | HR20-1366 | 2 | Disc, Cutting, 4" |  | 2 | pcs. | 2020-08-07 | PHR20-1366-1755PHR20-1366-1761 | Visayan Construction SupplyVisayan Construction Supply | 2020-08-052020-08-07 | 0.09651
2020-08-05 | HR20-1366 | 3 | Disc, Grinding, 4" |  | 1 | pc. | 2020-08-07 | PHR20-1366-1756PHR20-1366-1760 | Greenlane Hardware and Construction Supply IncGreenlane Hardware and Construction Supply Inc | 2020-08-052020-08-05 | 0.10185
2020-08-05 | HR20-1366 | 4 | Disc, Cutting, 14" |  | 1 | pc. | 2020-08-07 |  |  |  | 0
2020-08-05 | HR20-1366 | 5 | Brush, Paint, 2" |  | 2 | pcs. | 2020-08-07 | PHR20-1366-1757PHR20-1366-1760 | Greenlane Hardware and Construction Supply IncGreenlane Hardware and Construction Supply Inc | 2020-08-052020-08-05 | 0.025002
2020-08-05 | HR20-1366 | 6 | Paper, Sand, G120 |  | 4 | sheets | 2020-08-07 | PHR20-1366-1758PHR20-1366-1760 | Greenlane Hardware and Construction Supply IncGreenlane Hardware and Construction Supply Inc | 2020-08-052020-08-05 | 0.056006
2020-08-05 | HR20-1366 | 7 | Bit, Drill, Masonry 1/4" |  | 1 | pc. | 2020-08-07 | PHR20-1366-1759 | A-one Industrial Sales | 2020-08-05 | 41
Fabrication of Beds for Bacolod Office Sleeping Quarter ( 10 pcs. Single Beds 36" x 75" / 1 pc. Double Deck)
2020-08-05 | HR20-1367 | 1 | Adhesive, Stikwel |  | 20 | sachets | 2020-08-10 | Cancelled |  |  | 0
2020-08-05 | HR20-1367 | 2 | Paint, Thinner |  | 1 | gal. | 2020-08-10 | Cancelled |  |  | 0
2020-08-05 | HR20-1367 | 3 | Brush, Paint |  | 2 | pcs.. | 2020-08-10 | Cancelled |  |  | 0
2020-08-05 | HR20-1367 | 4 | Brush, Roller, with Handle, 4" |  | 2 | pcs. | 2020-08-10 | Cancelled |  |  | 0
2020-08-05 | HR20-1367 | 5 | Brush, Roller, Refill, 4" |  | 2 | pcs. | 2020-08-10 | Cancelled |  |  | 0
2020-08-05 | HR20-1367 | 6 | Paper, Sand, 120 |  | 8 | sheets | 2020-08-10 | Cancelled |  |  | 0
2020-08-05 | HR20-1367 | 7 | Paper, Sand, 80 |  | 15 | sheets | 2020-08-10 | Cancelled |  |  | 0
2020-08-05 | HR20-1367 | 8 | Compound, Patching |  | 4 | kgs. | 2020-08-10 | Cancelled |  |  | 0
Fabrication of Beds for CENPRI Plant Site Sleeping Quarter at Brgy. Calumangan, Bago City
2020-08-05 | HR20-1368 | 1 | Adhesive, Stikwel |  | 8 | sachets | 2020-08-10 | Cancelled |  |  | 0
2020-08-05 | HR20-1368 | 2 | Paint, Thinner |  | 1 | gal. | 2020-08-10 | Cancelled |  |  | 0
2020-08-05 | HR20-1368 | 3 | Brush, Paint |  | 1 | pc. | 2020-08-10 | Cancelled |  |  | 0
2020-08-05 | HR20-1368 | 4 | Brush, Roller, Refill, 4" |  | 2 | pcs. | 2020-08-10 | Cancelled |  |  | 0
2020-08-05 | HR20-1368 | 5 | Paper, Sand, 120 |  | 4 | sheets | 2020-08-10 | Cancelled |  |  | 0
2020-08-05 | HR20-1368 | 6 | Paper, Sand, 80 |  | 6 | sheets | 2020-08-10 | Cancelled |  |  | 0
2020-08-05 | HR20-1368 | 7 | Compound, Patching |  | 2 | kgs. | 2020-08-07 | Cancelled |  |  | 0
Fabrication of Beds for Bacolod Office Sleeping Quarter ( 10 pcs. Single Beds 36" x 75" / 1 pc. Double Deck)
2020-08-05 | HR20-1369 | 1 | Adhesive, Stikwel |  | 20 | sachets | 2020-08-10 | PHR20-1369-1771 | SGS Hardware Corporation | 2020-08-07 | 980 | COD
2020-08-05 | HR20-1369 | 2 | Paint, Thinner |  | 1 | gal. | 2020-08-10 | PHR20-1369-1772 | Greenlane Hardware and Construction Supply Inc | 2020-08-07 | 240 | COD
2020-08-05 | HR20-1369 | 3 | Brush, Paint |  | 2 | pcs.. | 2020-08-10 | PHR20-1369-1772 | Greenlane Hardware and Construction Supply Inc | 2020-08-07 | 25 | COD
2020-08-05 | HR20-1369 | 4 | Brush, Roller, with Handle, 4" |  | 2 | pcs. | 2020-08-10 | PHR20-1369-1772 | Greenlane Hardware and Construction Supply Inc | 2020-08-07 | 56 | COD
2020-08-05 | HR20-1369 | 5 | Brush, Roller, Refill, 4" |  | 2 | pcs. | 2020-08-10 | PHR20-1369-1772 | Greenlane Hardware and Construction Supply Inc | 2020-08-07 | 44 | COD
2020-08-05 | HR20-1369 | 6 | Paper, Sand, 120 |  | 8 | sheets | 2020-08-10 | PHR20-1369-1772 | Greenlane Hardware and Construction Supply Inc | 2020-08-07 | 112 | COD
2020-08-05 | HR20-1369 | 7 | Paper, Sand, 80 |  | 15 | sheets | 2020-08-10 | PHR20-1369-1770 | Visayan Construction Supply | 2020-08-07 | 165 | COD
2020-08-05 | HR20-1369 | 8 | Compound, Patching |  | 4 | kgs. | 2020-08-10 | PHR20-1369-1771 | SGS Hardware Corporation | 2020-08-07 | 112 | COD
Fabrication of Beds for CENPRI Plant Site Sleeping Quarter at Brgy. Calumangan, Bago City
2020-08-05 | HR20-1370 | 1 | Adhesive, Stikwel |  | 8 | sachets | 2020-08-10 | PHR20-1370-1774 | SGS Hardware Corporation | 2020-08-07 | 0 | COD
2020-08-05 | HR20-1370 | 2 | Paint, Thinner |  | 1 | gal. | 2020-08-10 | PHR20-1370-1775 | Greenlane Hardware and Construction Supply Inc | 2020-08-07 | 0 | COD
2020-08-05 | HR20-1370 | 3 | Brush, Paint |  | 1 | pc. | 2020-08-10 | PHR20-1370-1775 | Greenlane Hardware and Construction Supply Inc | 2020-08-07 | 0 | COD
2020-08-05 | HR20-1370 | 4 | Brush, Roller, Refill, 4" |  | 2 | pcs. | 2020-08-10 | PHR20-1370-1775 | Greenlane Hardware and Construction Supply Inc | 2020-08-07 | 0 | COD
2020-08-05 | HR20-1370 | 5 | Paper, Sand, 120 |  | 4 | sheets | 2020-08-10 | PHR20-1370-1775 | Greenlane Hardware and Construction Supply Inc | 2020-08-07 | 0 | COD
2020-08-05 | HR20-1370 | 6 | Paper, Sand, 80 |  | 6 | sheets | 2020-08-10 | PHR20-1370-1773 | Visayan Construction Supply | 2020-08-07 | 0 | COD
2020-08-05 | HR20-1370 | 7 | Compound, Patching |  | 2 | kgs. | 2020-08-07 | PHR20-1370-1774 | SGS Hardware Corporation | 2020-08-07 | 0 | COD
Fabrication of 4 units Beds For Ladies at Plant Site & 2 units For Company Drivers and Modification of Storage Room at Bacolod Office and Additional Materials.
2020-08-05 | HR20-1381 | 1 | Adhesive, Stikwel |  | 8 | sachets | 2020-08-10 | PHR20-1381-1792 | SGS Hardware Corporation | 2020-08-11 | 392
2020-08-05 | HR20-1381 | 2 | Paint, Thinner |  | 1 | gal. | 2020-08-10 | PHR20-1381-1791 | Greenlane Hardware and Construction Supply Inc | 2020-08-11 | 240
2020-08-05 | HR20-1381 | 3 | Brush, Paint |  | 1 | pc. | 2020-08-10 | PHR20-1381-1791 | Greenlane Hardware and Construction Supply Inc | 2020-08-11 | 12.5
2020-08-05 | HR20-1381 | 4 | Brush, Roller, Refill, 4" |  | 2 | pcs. | 2020-08-10 | PHR20-1381-1791 | Greenlane Hardware and Construction Supply Inc | 2020-08-11 | 44
2020-08-05 | HR20-1381 | 5 | Paper, Sand, 120 |  | 4 | sheets | 2020-08-10 | PHR20-1381-1791 | Greenlane Hardware and Construction Supply Inc | 2020-08-11 | 56
2020-08-05 | HR20-1381 | 6 | Paper, Sand, 80 |  | 6 | sheets | 2020-08-10 | PHR20-1381-1795 | Visayan Construction Supply | 2020-08-11 | 66
2020-08-05 | HR20-1381 | 7 | Compound, Patching |  | 2 | kgs. | 2020-08-11 | PHR20-1381-1792 | SGS Hardware Corporation | 2020-08-11 | 56
For CENPRI office uniform for Regular Employees
2019-10-25 | HRB19-1002 | 1 | Belt Buckle |  | 24 | pcs | 2019-10-25 |  |  |  | 0
For Bacolod Office Use.
2020-03-27 | HRB20-1274 | 1 | Alcohol (1 gal = 4 liters) |  | 1 | gal. | 2020-03-27 | PHRB20-1274-1510 | Priscilla Ysabelle Tuazon | 2020-04-01 | 600
For CENPRI Employees Comfort Room Warehouse
2019-08-30 | HRS19-1003 | 1 | Trip lever w/ handle; Brand:Meco |  | 1 | set | 2019-10-25 |  |  |  | 0
2019-08-30 | HRS19-1003 | 2 | Angle Valve 1/2"x1/2"; Brand: Maxten |  | 4 | pcs | 2019-10-25 |  |  |  | 0
2019-08-30 | HRS19-1003 | 3 | Flexble Hose 1/2"x1/2"x16"; Brand: Shark |  | 4 | pcs | 2019-10-25 |  |  |  | 0
2019-08-30 | HRS19-1003 | 4 | Pressure gauge 1/4 NPT back mounted; Brand: Amater |  | 1 | pc | 2019-10-25 |  |  |  | 0
2019-08-30 | HRS19-1003 | 5 | Brass water faucet 1/2, Brand: GV |  | 1 | pc | 2019-10-25 |  |  |  | 0
2019-08-30 | HRS19-1003 | 6 | LED Bulb 6 watts; Brand: Omni |  | 2 | pcs | 2019-10-25 |  |  |  | 0
For repair and replacement of leaking Pipe
2019-10-29 | HRS19-1060 | 1 | GI nipple 1/2" dia. X 12" long |  | 1 | pc | 2019-10-30 |  |  |  | 0
2019-10-29 | HRS19-1060 | 2 | Upvc Coupler 1/2", Plain Coupler for Plumbing |  | 1 | pc | 2019-10-30 |  |  |  | 0
2019-10-29 | HRS19-1060 | 3 | GI tee 1/2", Threaded |  | 1 | pc | 2019-10-30 |  |  |  | 0
2019-10-29 | HRS19-1060 | 4 | GI nipple 1/2" dia. X 6" long |  | 1 | pc | 2019-10-30 |  |  |  | 0
Change Oil of Company Vehicle
2019-12-02 | HRS19-1152 | 1 | Engine Oil |  | 5 | liters | 2019-12-05 | Cancelled |  |  | 0
2019-12-02 | HRS19-1152 | 2 | Oil Filter |  | 1 | pc | 2019-12-05 | Cancelled |  |  | 0
2019-12-02 | HRS19-1152 | 3 | Fuel Filter |  | 1 | pc | 2019-12-05 | Cancelled |  |  | 0
2019-12-02 | HRS19-1152 | 4 | Additive Oil |  | 1 | quart | 2019-12-05 | Cancelled |  |  | 0
For replacement of Bundy Clock ribbon
2020-01-15 | HRS20-1192 | 1 | Ribbon, Bundy Clock |  | 1 | pc | 2020-01-15 |  |  |  | 0
For replacement of Spare tire
2020-01-16 | HRS20-1204 | 1 | Tire, spare, 195/R14 Tubeless |  | 1 | unit | 2020-01-24 |  |  |  | 0
Recreation for Cenpri Employees
2020-04-15 | HRS20-1278 | 1 | Dartboard Set |  | 2 | sets | 2020-05-11 |  |  |  | 0
For Replacement of Damaged Wiper Link
2020-06-10 | HRS20-1308 | 1 | Wiper Link, A per Sample |  | 1 | set | 2020-06-17 |  |  |  | 0
Change Oil of Fuego WCF 520
2020-07-23 | HRS20-1357 | 1 | Oil filter |  | 1 | pc | 2020-07-29 |  |  |  | 0
2020-07-23 | HRS20-1357 | 2 | Fuel Filter |  | 1 | pc | 2020-07-29 |  |  |  | 0
2020-07-23 | HRS20-1357 | 3 | Diesel Engine Oil, Rev X |  | 7 | li | 2020-07-29 |  |  |  | 0
Construction of Septic Tank at Staffhouse and Repair of Comfort Room at Rear side of Powerhouse Building
2020-08-07 | HRS20-1372 | 1 | cement, portland |  | 3 | bags | 2020-08-11 |  |  |  | 0
2020-08-07 | HRS20-1372 | 2 | pipes, pvc 4" |  | 3 | length | 2020-08-11 |  |  |  | 0
2020-08-07 | HRS20-1372 | 3 | elbow, pvc 4" (90?) |  | 2 | length | 2020-08-11 |  |  |  | 0
2020-08-07 | HRS20-1372 | 4 | reducer, pvc, 4"X2" (Tee) |  | 1 | pc | 2020-08-11 |  |  |  | 0
2020-08-07 | HRS20-1372 | 5 | pipe, pvc 2" |  | 2 | length | 2020-08-11 |  |  |  | 0
2020-08-07 | HRS20-1372 | 6 | solvent, pvc 100ml |  | 1 | can | 2020-08-11 |  |  |  | 0
2020-08-07 | HRS20-1372 | 7 | faucet, water 1/2 |  | 1 | pc | 2020-08-11 |  |  |  | 0
2020-08-07 | HRS20-1372 | 8 | tapelone, 3/4 |  | 1 | roll | 2020-08-11 |  |  |  | 0
Additional Air Conditioning Units
2020-08-12 | HRS20-1490 | 1 | Air Conditioner, Window Type, 2.0 Hp, Brand: Kolin |  | 2 | unit/s | 2020-09-16 | PHRS20-1490-2125 | Imperial Appliance Plaza | 2020-11-16 | 41620 | COD
Additional consumable materials For two(2) window type AC frame support at Control Room
2020-12-07 | HRS20-1518 | 1 | Fiber cement board 4'x8'x4.5mm thk |  | 2 | sheet | 2020-12-09 |  |  |  | 0
2020-12-07 | HRS20-1518 | 2 | Blind rivets 1/8"x 3/4" |  | 200 | pcs | 2020-12-09 |  |  |  | 0
2020-12-07 | HRS20-1518 | 3 | Drill bit 1/8", metal |  | 2 | pcs | 2020-12-09 |  |  |  | 0
2020-12-07 | HRS20-1518 | 4 | Metal stud 2"x4"x 0.6mm thk x 3m long |  | 4 | length | 2020-12-09 |  |  |  | 0
2020-12-07 | HRS20-1518 | 5 | Expansion bolt 3/8"x100mm long, |  | 10 | pcs | 2020-12-09 | PHRS20-1518-2189 | Greenlane Hardware and Construction Supply Inc | 2020-12-09 | 127.5 | COD
2020-12-07 | HRS20-1518 | 6 | Masonry drill bit 3/8" |  | 1 | pc | 2020-12-09 | PHRS20-1518-2189 | Greenlane Hardware and Construction Supply Inc | 2020-12-09 | 162.25 | COD
Materials for Power Supply of ECMG Air Conditioning Units
2020-12-11 | HRS20-1523 | 1 | Wire, THW, Copper, #10 |  | 1 | box/es | 2020-12-16 | PHRS20-1523-2214 | AA Electrical Supply | 2020-12-14 | 4700 | COD
2020-12-11 | HRS20-1523 | 2 | Outlet, Aircon, Flush Type w/ Frame & Cover |  | 2 | pc/s | 2020-12-16 | PHRS20-1523-2215 | HKL Enterprises Incorporated | 2020-12-14 | 435.3 | COD
2020-12-11 | HRS20-1523 | 3 | Moulding, Electrical, uPVC, 1/2" x 10ft |  | 2 | lgth/s | 2020-12-16 | PHRS20-1523-2215 | HKL Enterprises Incorporated | 2020-12-14 | 70 | COD
2020-12-11 | HRS20-1523 | 4 | Screw, Metal w/ Tox, 3/16" diameter |  | 30 | pc/s | 2020-12-16 | PHRS20-1523-2218 | Greenlane Hardware and Construction Supply Inc | 2020-12-14 | 28.5
2020-12-11 | HRS20-1523 | 5 | Tape, Vinyl, Electrical, Big |  | 1 | roll/s | 2020-12-16 | PHRS20-1523-2217 | AA Electrical Supply | 2020-12-14 | 40 | COD
2020-12-11 | HRS20-1523 | 6 | Tie, Cable, 16" |  | 2 | pck/s | 2020-12-16 | PHRS20-1523-2215 | HKL Enterprises Incorporated | 2020-12-14 | 550 | COD
Personal surfing and communications including videochat with families
1905-07-12 | ITS20-1355 | 1 | Desktop Computer [(Motherboard Brand: Gigabyte, MSI, ECS), (Processor: Intel Core i3), (Hard Disk Drive: 500 GB), (RAM: 4GB DDR4)], Mouse (Brand: A4tech, Model: OP-720), Keyboard (Brand: A4tech, Model: KRS-92), |  | 2 | Set/s | 2020-08-15 | Cancelled |  |  | 0
1905-07-12 | ITS20-1355 | 2 | Webcam, Brand: A4tech, Feautures: 1080p Full HD Sensor, Plug and Play Video,Anti-glare coating, 360 degree swivel, Stable mounting clip |  | 2 | Pc/s | 2020-08-15 | Cancelled |  |  | 0
1905-07-12 | ITS20-1355 | 3 | UPS, Brand: iLogic Blazer 720VA , note: UPS w/ AVR |  | 2 | Pc/s | 2020-08-15 | Cancelled |  |  | 0
1905-07-12 | ITS20-1355 | 4 | Wifi Adaptor, Brand: TP-Link |  | 2 | Pc/s | 2020-08-15 | Cancelled |  |  | 0
1905-07-12 | ITS20-1355 | 5 | Monitor, Brand: AOC, Size: 18 inches |  | 2 | Pc/s | 2020-08-15 | Cancelled |  |  | 0
1905-07-12 | ITS20-1355 | 6 | Computer Headset with Microphone |  | 2 | Pc/s | 2020-08-15 | Cancelled |  |  | 0
Personal surfing and communications including videochat with families
2020-07-23 | ITS20-1356 | 1 | Desktop Computer [(Motherboard Brand: Gigabyte, MSI, ECS), (Processor: Intel Core i3), (Hard Disk Drive: 500 GB), (RAM: 4GB DDR4)], Mouse (Brand: A4tech, Model: OP-720), Keyboard (Brand: A4tech, Model: KRS-92), |  | 2 | Set/s | 2020-08-15 |  |  |  | 0
2020-07-23 | ITS20-1356 | 2 | Webcam, Brand: A4tech, Feautures: 1080p Full HD Sensor, Plug and Play Video,Anti-glare coating, 360 degree swivel, Stable mounting clip |  | 2 | Pc/s | 2020-08-15 |  |  |  | 0
2020-07-23 | ITS20-1356 | 3 | UPS, Brand: iLogic Blazer 720VA , note: UPS w/ AVR |  | 2 | Pc/s | 2020-08-15 |  |  |  | 0
2020-07-23 | ITS20-1356 | 4 | Wifi Adaptor, Brand: TP-Link |  | 2 | Pc/s | 2020-08-15 |  |  |  | 0
2020-07-23 | ITS20-1356 | 5 | Monitor, Brand: AOC, Size: 18 inches |  | 2 | Pc/s | 2020-08-15 |  |  |  | 0
2020-07-23 | ITS20-1356 | 6 | Computer Headset with Microphone |  | 2 | Pc/s | 2020-08-15 |  |  |  | 0
Will be used as QR scanner/reader for new timekeeping system
2020-08-07 | ITS20-1373 | 1 | Laptop 14 inches (with camera). Brand: Acer, Lenovo, Asus, HP, Dell. Processor: Intel Core i3 or i5. RAM: 4GB. Storage: 500 GB. |  | 1 | Pc/s | 2020-08-19 |  |  |  | 0
Additional item for Bago Plant Site Centralized Network Infrastructure
2020-08-07 | ITS20-1374 | 1 | Ubiquity Nanostation M5 |  | 1 | Pc/s | 2020-08-12 |  |  |  | 0
EIC
2020-08-10 | Kennah Sasamoto20-1379 | 1 | WD40 Multi-purpose |  | 1 | can | 2020-08-11 | Cancelled |  |  | 0
2020-08-10 | Kennah Sasamoto20-1379 | 2 | Contact cleaner, 360ml |  | 2 | cans | 2020-08-11 | Cancelled |  |  | 0
2020-08-10 | Kennah Sasamoto20-1379 | 3 | Vinyl electrical tape (Big), brand: armak |  | 5 | rolls | 2020-08-11 | Cancelled |  |  | 0
2020-08-10 | Kennah Sasamoto20-1379 | 4 | Cable tie 450mm x 5mm |  | 50 | pcs. | 2020-08-11 | Cancelled |  |  | 0
2020-08-10 | Kennah Sasamoto20-1379 | 5 | Electrical cotton with rubber gloves |  | 10 | pairs | 2020-08-11 | Cancelled |  |  | 0
2020-08-10 | Kennah Sasamoto20-1379 | 6 | Cotton gloves |  | 5 | pairs | 2020-08-11 | Cancelled |  |  | 0
2020-08-10 | Kennah Sasamoto20-1379 | 7 | Rechargeable battery AA, 1500 mAH |  | 2 | pcs. | 2020-08-11 | Cancelled |  |  | 0
2020-08-10 | Kennah Sasamoto20-1379 | 8 | Rechargeable battery AAA, 1500 mAH |  | 4 | pcs. | 2020-08-11 | Cancelled |  |  | 0
2020-08-10 | Kennah Sasamoto20-1379 | 9 | Masking tape 1" |  | 3 | rolls | 2020-08-11 | Cancelled |  |  | 0
2020-08-10 | Kennah Sasamoto20-1379 | 10 | Masking tape 1/2" |  | 3 | rolls | 2020-08-11 | Cancelled |  |  | 0
2020-08-10 | Kennah Sasamoto20-1379 | 11 | Denatured alcohol, 1 gal./3L |  | 1 | gal. | 2020-08-11 | Cancelled |  |  | 0
2020-08-10 | Kennah Sasamoto20-1379 | 12 | Distilled water |  | 4 | quarts | 2020-08-11 | Cancelled |  |  | 0
2020-08-10 | Kennah Sasamoto20-1379 | 13 | Abrasive paper 180, water resistant |  | 1 | piece | 2020-08-11 | Cancelled |  |  | 0
2020-08-10 | Kennah Sasamoto20-1379 | 14 | Battery AA |  | 6 | pieces | 2020-08-11 | Cancelled |  |  | 0
2020-08-10 | Kennah Sasamoto20-1379 | 15 | Battery , type C, 1.5Volts |  | 8 | pieces | 2020-08-11 | Cancelled |  |  | 0
2020-08-10 | Kennah Sasamoto20-1379 | 16 | Broom stick |  | 1 | piece | 2020-08-11 | Cancelled |  |  | 0
2020-08-10 | Kennah Sasamoto20-1379 | 17 | Drill bit, 3/16 |  | 2 | pieces | 2020-08-11 | Cancelled |  |  | 0
2020-08-10 | Kennah Sasamoto20-1379 | 18 | Drill bit, 1/4 |  | 2 | pieces | 2020-08-11 | Cancelled |  |  | 0
2020-08-10 | Kennah Sasamoto20-1379 | 19 | Paint brush, 1/2" |  | 2 | pieces | 2020-08-11 | Cancelled |  |  | 0
2020-08-10 | Kennah Sasamoto20-1379 | 20 | Paint brush, 1" |  | 2 | pieces | 2020-08-11 | Cancelled |  |  | 0
2020-08-10 | Kennah Sasamoto20-1379 | 21 | Dust pan, Plastic |  | 1 | piece | 2020-08-11 | Cancelled |  |  | 0
2020-08-10 | Kennah Sasamoto20-1379 | 22 | Cable tie 150mm x 3mm |  | 50 | pcs. | 2020-08-11 | Cancelled |  |  | 0
2020-08-10 | Kennah Sasamoto20-1379 | 23 | Roundup Weed & Grass Killer Concentrate Plus |  | 1 | gal. | 2020-08-11 | Cancelled |  |  | 0
2020-08-10 | Kennah Sasamoto20-1379 | 24 | expanding foam spray with rodenticide |  | 2 | cans | 2020-08-11 | Cancelled |  |  | 0
Spare Stator
2020-08-22 | Kennah Sasamoto20-1391 | 1 | Incandescent Lamp Infrared Light Bulb, 250W, 220-240V |  | 6 | pcs. | 2020-09-09 | Cancelled |  |  | 0
2020-08-22 | Kennah Sasamoto20-1391 | 2 | Common nails, 1" |  | 1 | kg. | 2020-09-09 | Cancelled |  |  | 0
2020-08-22 | Kennah Sasamoto20-1391 | 3 | Common nails, 2" |  | 1 | kg. | 2020-09-09 | Cancelled |  |  | 0
2020-08-22 | Kennah Sasamoto20-1391 | 4 | Common nails, 3" |  | 1 | kg. | 2020-09-09 | Cancelled |  |  | 0
Control Room
2020-09-11 | Kennah Sasamoto20-1411 | 1 | Starter Switch, 220-240V, 4-40W |  | 5 | pcs. | 2020-09-22 | Cancelled |  |  | 0
EIC
2021-01-13 | Kennah Sasamoto21-1540 | 1 | WD40 Multi-purpose, 382ml |  | 1 | can | 2021-01-21 | Cancelled |  |  | 0
2021-01-13 | Kennah Sasamoto21-1540 | 2 | Contact cleaner, 360ml |  | 2 | cans | 2021-01-21 | Cancelled |  |  | 0
2021-01-13 | Kennah Sasamoto21-1540 | 3 | Vinyl electrical tape (Big), brand: armak |  | 5 | rolls | 2021-01-21 | Cancelled |  |  | 0
2021-01-13 | Kennah Sasamoto21-1540 | 4 | Cable tie 450mm x 5mm |  | 50 | pcs. | 2021-01-21 | Cancelled |  |  | 0
2021-01-13 | Kennah Sasamoto21-1540 | 5 | Cable tie100mm x 3mm |  | 100 | pcs. | 2021-01-21 | Cancelled |  |  | 0
2021-01-13 | Kennah Sasamoto21-1540 | 6 | Cable tie 150mm x 4mm |  | 100 | pcs. | 2021-01-21 | Cancelled |  |  | 0
2021-01-13 | Kennah Sasamoto21-1540 | 7 | Electrical cotton with rubber gloves |  | 10 | pairs | 2021-01-21 | Cancelled |  |  | 0
2021-01-13 | Kennah Sasamoto21-1540 | 8 | Cotton gloves |  | 5 | pairs | 2021-01-21 | Cancelled |  |  | 0
2021-01-13 | Kennah Sasamoto21-1540 | 9 | Rechargeable battery AA, 1500 mAH |  | 2 | pcs. | 2021-01-21 | Cancelled |  |  | 0
2021-01-13 | Kennah Sasamoto21-1540 | 10 | Battery 9 volts |  | 1 | pc | 2021-01-21 | Cancelled |  |  | 0
2021-01-13 | Kennah Sasamoto21-1540 | 11 | Masking tape 1/4" |  | 3 | rolls | 2021-01-21 | Cancelled |  |  | 0
2021-01-13 | Kennah Sasamoto21-1540 | 12 | Masking tape 1/2" |  | 2 | rolls | 2021-01-21 | Cancelled |  |  | 0
2021-01-13 | Kennah Sasamoto21-1540 | 13 | Masking tape 1" |  | 2 | rolls | 2021-01-21 | Cancelled |  |  | 0
2021-01-13 | Kennah Sasamoto21-1540 | 14 | Brady wire marker tape Part Number: M21-750-595-YL |  | 2 | cartridge | 2021-01-21 | Cancelled |  |  | 0
2021-01-13 | Kennah Sasamoto21-1540 | 15 | Denatured alcohol, 1 gal./3L |  | 1 | gal. | 2021-01-21 | Cancelled |  |  | 0
2021-01-13 | Kennah Sasamoto21-1540 | 16 | Distilled water |  | 4 | quarts | 2021-01-21 | Cancelled |  |  | 0
2021-01-13 | Kennah Sasamoto21-1540 | 17 | Abrasive paper 180, water resistant |  | 5 | pcs. | 2021-01-21 | Cancelled |  |  | 0
2021-01-13 | Kennah Sasamoto21-1540 | 18 | Insulated terminal lugs Size: 16-14 AWG, Fork type |  | 20 | pcs. | 2021-01-21 | Cancelled |  |  | 0
2021-01-13 | Kennah Sasamoto21-1540 | 19 | Insulated terminal lugs Size: 12-10 AWG, Fork type |  | 20 | pcs. | 2021-01-21 | Cancelled |  |  | 0
2021-01-13 | Kennah Sasamoto21-1540 | 20 | Broom (Baguio/Ordinary thick) |  | 1 | piece | 2021-01-21 | Cancelled |  |  | 0
2021-01-13 | Kennah Sasamoto21-1540 | 21 | Drill bit, 1/4 |  | 2 | pieces | 2021-01-21 | Cancelled |  |  | 0
2021-01-13 | Kennah Sasamoto21-1540 | 22 | Drill bit, 1/8 |  | 2 | pieces | 2021-01-21 | Cancelled |  |  | 0
2021-01-13 | Kennah Sasamoto21-1540 | 23 | Paint brush, 1" |  | 3 | pieces | 2021-01-21 | Cancelled |  |  | 0
2021-01-13 | Kennah Sasamoto21-1540 | 24 | Steel brush |  | 3 | pcs. | 2021-01-21 | Cancelled |  |  | 0
For Softener Chemical dosing
2019-11-21 | LAB19-1140 | 1 | Industrial Salt |  | 10 | sack | 2019-11-28 | Cancelled |  |  | 0
For Water Treatment Chemical Dosing
2019-11-21 | LAB19-1141 | 1 | CHEM-AQUA 777 (Closed System Cooling Corrosion Inhibitor) |  | 4 | pail | 2019-11-28 | Cancelled |  |  | 0
For Water Softener Chemical dosing
2020-01-23 | LAB20-1217 | 1 | Industrial Salt |  | 10 | sack | 2020-01-30 | PLAB20-1217-1778 | Arvin International Marketing Inc. | 2020-08-08 | 2300
For Distillation Equipment
2020-07-16 | LAB20-1340 | 1 | Clamp Holder (see picture) |  | 2 | pcs | 2020-07-29 |  |  |  | 0
For Water Softener Chemical dosing
2020-08-07 | LAB20-1375 | 1 | Industrial Salt |  | 10 | sack | 2020-08-24 |  |  |  | 0
For Crate of Lube Oil Samples
2020-10-29 | LAB20-1480 | 1 | Plywood, Ordinary, 1/2" x 4' x 8' |  | 1 | pc | 2020-11-10 | PLAB20-1480-2197 | A-one Industrial Sales | 2020-12-14 | 619 | COD
Replacement Bolts for Air Cooler
2019-05-20 | MAI19-1007 | 1 | Allen Bolt, High Tensile, M16 x 24mm x 2.0 pitch |  | 66 | pcs | 2019-10-31 | Cancelled |  |  | 0
Turbocharger Turbine Washing Line Threading and Air Cooler Reconditioning
2019-04-22 | MAI19-1008 | 1 | Bolt, High Tensile, M20 x 75mm x 2.5 Pitch, w/ lock washer |  | 20 | sets | 2019-10-31 | PMAI19-1008-1010 | ISO Industrial Sales | 2019-10-31 | 800 | 30 days PDC
2019-04-22 | MAI19-1008 | 2 | Tube wire brush, 18 or 16 mm diameter |  | 20 | pcs | 2019-10-31 |  |  |  | 0
Replacement in Right Bank Bellow and Transition Piece
2019-06-25 | MAI19-1012 | 1 | High tensile Bolt w/ nut and lock washer, M22 x 74 mm x 2.5 pitch |  | 35 | pcs. | 2019-07-05 | PMAI19-1012-1005PMAI19-1012-1008 | Cebu Bolt And Screw SalesCebu Bolt And Screw Sales | 2019-10-302019-10-30 | 0.22577 | 30 days PDC
2019-06-25 | MAI19-1012 | 2 | High tensile Bolt w/ lock washer M12 x 40mm x 1.75 pitch |  | 50 | pcs. | 2019-07-05 | PMAI19-1012-1005PMAI19-1012-1008 | Cebu Bolt And Screw SalesCebu Bolt And Screw Sales | 2019-10-302019-10-30 | 0.03228 | 30 days PDC
Replacement of Air Cooler Left and Right Bank
2019-06-25 | MAI19-1013 | 1 | High Tensile Bolt w/ lock washer M12 x 33 mm x 1.75 pitch |  | 160 | pcs | 2019-11-15 | Cancelled |  |  | 0
Replacement Bolts for Jacket Water Return Line
2019-08-27 | MAI19-1014 | 1 | High Tensile Bolt, M12x150mmx1.75 pitch |  | 100 | pcs. | 2019-11-15 | PMAI19-1014-1004 | Cebu Bolt And Screw Sales | 2019-10-30 | 2000 | 30 days PDC
Replacement of Air Cooler Left and Right Bank
2019-06-25 | MAI19-1015 | 1 | High Tensile Bolt w/ lock washer M12 x 33 mm x 1.75 pitch |  | 160 | pcs | 2019-11-15 | PMAI19-1015-1003 | Cebu Bolt And Screw Sales | 2019-10-30 | 960
Replacement Bolts for Air Cooler
2019-05-20 | MAI19-1025 | 1 | Allen Bolt, High Tensile, M16 x 24mm x 2.0 pitch |  | 66 | pcs | 2019-10-31 | Cancelled | Cebu Bolt And Screw Sales | 2019-10-30 | 0 | 30 days PDC
Replacement of Worn-out Hydraulic Hose
2019-10-15 | MAI19-1035 | 1 | Hydraulic hose, 3/8 inch diameter x 24 inches long, Fitting: Staright Female Fitting (included in the over all length) Single wire, Heat Resistant Pressure Capacity: 18MPA Temperature Capacity: 100?C, as per sample |  | 48 | assembly | 2019-11-15 |  |  |  | 0
Replacement of Injector Cooling Hose
2019-06-17 | MAI19-1042 | 1 | Hydraulic hose 3/8" x 23" long Single wire , Heat Resistant Fitting: Straight Female Fitting (included in the over all length) Pressure Capacity: 18MPA, as per sample |  | 50 | assembly | 2019-11-15 |  |  |  | 0
Modification of Injector Cooling Nozzle Pipe Line
2019-10-29 | MAI19-1055 | 1 | Gate Valve, Class 150, Flange Connection, Stainless Steel 316, Kitz or Equivalent, 1" |  | 10 | pcs | 2019-11-11 |  |  |  | 0
2019-10-29 | MAI19-1055 | 2 | Pipe Nipple, NPT Threaded on both sides, Stainless Steel 304, Schedule 40, 1" x 6" long |  | 16 | pcs | 2019-11-11 | PMAI19-1055-1222 | Golden Gate Hardware | 2020-01-02 | 2688 | COD
2019-10-29 | MAI19-1055 | 3 | Bushing Straight Reducing Adapter, 150 PSI Max. Pressure, Stainless Steel 304/316, 1" x 3/4" (NPT Male x NPT Female) |  | 2 | pcs | 2019-11-11 | PMAI19-1055-1222 | Golden Gate Hardware | 2020-01-02 | 280 | COD
2019-10-29 | MAI19-1055 | 4 | Union Straight Connector, 150 PSI Max. Pressure, Stainless Steel, 304/316, 1" (NPT Female) |  | 4 | pcs | 2019-11-11 |  |  |  | 0
For Replacement of Damage Pipe Tap
2019-10-26 | MAI19-1057 | 1 | Pipe Tap, 1/2" NPT x 14 pitch (TPI), uncoated high-speed steel |  | 2 | set/s | 2019-11-20 |  |  |  | 0
Replacement of Leak Off Pipe and Valve Gear Inlet
2019-10-17 | MAI19-1072 | 1 | Pressure Connections, Male JIC x Male NPT, 90? Male Elbow, Steel, 3/8 NPT |  | 75 | pcs | 2019-11-20 |  |  |  | 0
2019-10-17 | MAI19-1072 | 2 | Pressure Connections, Male JIC x Male NPT, 45? Male Elbow,Steel, 3/8 NPT |  | 75 | pcs | 2019-11-20 |  |  |  | 0
2019-10-17 | MAI19-1072 | 3 | Pressure Connections, Male JIC x Male NPT, Male Connector, Steel, 3/8 NPT |  | 75 | pcs | 2019-11-20 |  |  |  | 0
For Scavenging Pipe
2019-10-18 | MAI19-1073 | 1 | Locking Ball Valve, Brand: Kitz Size: 1/2" NPT Material: Stainless |  | 16 | pcs. | 2019-12-15 |  |  |  | 0
For Air Cooler and Engine
2019-10-17 | MAI19-1074 | 1 | Threebond 1212 liquid gasket white Solventless Silicon Non-Sag Type |  | 12 | pcs. | 2019-12-15 |  |  |  | 0
For Sulzer Check Valve/ Butterfly Valve Connection Raw Water
2019-10-17 | MAI19-1075 | 1 | High Tensile Bolts M16 x 100mm long x 2.5 pitch w/ nut and lock washer, Full Thread |  | 36 | sets | 2019-11-15 | PMAI19-1075-1656PMAI19-1075-1731 | Cebu Bolt And Screw SalesCebu Bolt And Screw Sales | 2020-07-102020-07-30 | 0.14221 | 30 days
2019-10-17 | MAI19-1075 | 2 | High Tensile Bolts M18 x 100mm long x 2.5 pitch w/ nut and lock washer, Full Thread |  | 48 | sets | 2019-11-15 | PMAI19-1075-1676PMAI19-1075-1732 | ISO Industrial SalesISO Industrial Sales | 2020-07-112020-07-30 | 0.38404 | 30 days
2019-10-17 | MAI19-1075 | 3 | High Tensile Stud Bolt M18 x 180mm long x 2.5 pitch w/ nut double and doulbe lock washer, Full Thread |  | 48 | sets | 2019-11-15 | PMAI19-1075-1656 | Cebu Bolt And Screw Sales | 2020-07-10 | 0 | 30 days
For Replacement of Bench Grinder
2019-07-02 | MAI19-1083 | 1 | Grinding Stone, Fine Size: 150 x 16 x 12.7 mm Brand: CARBORANDUM Grain Size: 80 |  | 4 | pcs. | 2019-11-30 | PMAI19-1083-1522PMAI19-1083-1965PMAI19-1083-1966 | SGS Hardware CorporationSGS Hardware CorporationSGS Hardware Corporation | 2020-05-202020-09-282020-09-28 | 240.0024
Additional Tools for Maintenance
2019-06-28 | MAI19-1084 | 1 | 13 Piece Metric Hex Bit Socket Set Mixed Drive Allen Key Description: 7 pcs. - 1/4" Drive (Length: 37mm) - 2, 2.5, 3, 4, 5, 5.5, & 6mm 5 pcs. - 3/8" Drive (Length: 48mm) - 7, 8, 9, 10, 12mm 1 pc. - 1/2" Drive (Length: 55mm) - 14mm |  | 1 | set | 2019-12-15 |  |  |  | 0
2019-06-28 | MAI19-1084 | 2 | Kennedy - Pro.7 PC 6-22mm STRAIGHT RACHET RING SPANNER SET * Material: Chrome Vanadium Steel Size: 10 x 11mm, 12 x 13mm, 14 x 15mm, 17 x 19mm, 21 x 22mm, 6 x 7mm, 8 x 9mm * Includes: (7) Spanners Wallet * Number of Pieces: 7 * Size System: Metric * Spanner Type: Ratchet Spanner * Size Range: 6-22mm |  | 1 | set | 2019-12-15 |  |  |  | 0
Repainting of Pump Pielstick
2019-06-27 | MAI19-1085 | 1 | Epoxy Enamel Brand: Island Color: 1872 Marine Blue |  | 4 | gals. | 2019-12-01 | Cancelled | Bacolod Paint Marketing | 2020-01-02 | 0 | COD
Replacement of Worn out Hand Tap
2019-06-25 | MAI19-1086 | 1 | Hand Tap M12 x 1.75, Brand: SKS USA |  | 2 | sets | 2019-11-30 | PMAI19-1086-1455 | Golden Gate Hardware | 2020-02-28 | 960 | COD
For Reconditioning Area Fence
2019-06-20 | MAI19-1087 | 1 | BI pipe 1 1/2" ? x 20 ft. schedule 40 |  | 8 | length | 2020-01-15 |  |  |  | 0
2019-06-20 | MAI19-1087 | 2 | Flat bar 1/4" x 1" x 20 ft |  | 8 | length | 2020-01-15 |  |  |  | 0
2019-06-20 | MAI19-1087 | 3 | Wire Mesh |  | 8 | sheets | 2020-01-15 |  |  |  | 0
2019-06-20 | MAI19-1087 | 4 | Welding Electrode 1/8" x 6013 |  | 20 | kgs. | 2020-01-15 |  |  |  | 0
2019-06-20 | MAI19-1087 | 5 | Epoxy primer gray |  | 1 | gal. | 2020-01-15 |  |  |  | 0
2019-06-20 | MAI19-1087 | 6 | Roller Cartridge 4" long brush refill |  | 16 | pcs. | 2020-01-15 |  |  |  | 0
2019-06-20 | MAI19-1087 | 7 | Paint Thinner |  | 2 | gal. | 2020-01-15 |  |  |  | 0
For Exhaust Flange Repair Pielstick
2019-06-14 | MAI19-1088 | 1 | Tungsten Carbide Burr Set Size Include: CYLINDER TYPE : 6 x 6 x 16 x 50mm (Dia. X Shank X Flute X OAL ); CYLINDER TYPE WITH RADIUS END : 6 x 6 x 16 x 50mm; BALL TYPE : 6 x 6 x 5 x 50mm; OVAL TYPE: 6 x 6 x 9.5 x 50 mm, TREE TYPE WITH RADIUS END: 6 x 6 x 16 x 50mm; CONE TYPE: 6 x 6 x 16 x 50mm |  | 1 | set | 2019-12-30 |  |  |  | 0
Replacement of Damaged Hand Pump for Main Bearing & Cylinder Head Tightening
2019-05-21 | MAI19-1089 | 1 | HPT1500 HPT1500, Two Speed, High Pressure Hydraulic Hand Pump with Gauge, 1500 bar Type: Piston Operation: Hand Other characteristics: Portable Pressure: 1,500 bar |  | 1 | unit | 2019-12-15 |  |  |  | 0
Repair of Left and Right Bank Air Duct
2019-04-15 | MAI19-1091 | 1 | Carbide bit, 1/2" - For Pencil Grinder, cylindrical radius |  | 1 | pc | 2019-12-01 | PMAI19-1091-1384 | Bacolod National Trading | 2020-02-22 | 1506
2019-04-15 | MAI19-1091 | 2 | Carbide bit, 3/8" - For Pencil Grinder, Tree Pointed |  | 1 | pc | 2019-12-01 | PMAI19-1091-1384 | Bacolod National Trading | 2020-02-22 | 1290
Replacement of Hydraulic Tensioning Jack Damaged Parts and Additional Hose
2019-04-09 | MAI19-1092 | 1 | Quick connect coupler, 3/8", ball type, male and female |  | 6 | pcs | 2019-11-30 | PMAI19-1092-1091 | Hydrauking Industrial Corp. | 2019-11-25 | 27600 | 30 days PDC
Replacement of Corroded Bolts at Cooling Tower Fan Motor Basin Bolt / Frame and Shell
2019-03-23 | MAI19-1093 | 1 | Bolt, stainless, 12mm x 1 1/2" long with nut, lock washer and double plain washer |  | 170 | sets | 2019-11-20 | PMAI19-1093-1162 | Cebu Bolt And Screw Sales | 2019-12-09 | 4505 | 30 days PDC
2019-03-23 | MAI19-1093 | 2 | Bolt, stainless, 12mm x 1 1/2" long with nut, lock washer and double plain washer |  | 40 | sets | 2019-11-20 | PMAI19-1093-1166 | Cebu Bolt And Screw Sales | 2019-12-09 | 1060
2019-03-23 | MAI19-1093 | 3 | Bolt, stainless, 10mm x 1 1/2" long with nut, lock washer and double plain washer |  | 60 | sets | 2019-11-20 | PMAI19-1093-1162 | Cebu Bolt And Screw Sales | 2019-12-09 | 1053 | 30 days PDC
Injector Thread Repair Tools
2018-11-08 | MAI19-1095 | 1 | Torque Wrench, 110.6 - 590 ft/lb / 150 - 800Nm Dual Pin Shank Adjustable Changeable Head |  | 1 | pc | 2019-12-30 |  |  |  | 0
2018-11-08 | MAI19-1095 | 2 | Open Head for Torque Wrench, 110.6 - 590 ft/lb / 150 - 800Nm Dual Pin Shank Adjustable Changeable Head, Size: 65mm |  | 1 | pc | 2019-12-30 |  |  |  | 0
2018-11-08 | MAI19-1095 | 3 | Open Head for Torque Wrench, 110.6 - 590 ft/lb / 150 - 800Nm Dual Pin Shank Adjustable Changeable Head, Size: 55mm |  | 1 | pc | 2019-12-30 |  |  |  | 0
2018-11-08 | MAI19-1095 | 4 | Open Head for Torque Wrench, 110.6 - 590 ft/lb / 150 - 800Nm Dual Pin Shank Adjustable Changeable Head, Size: 41mm |  | 1 | pc | 2019-12-30 |  |  |  | 0
Recconditioning of Valve Cage
2019-11-26 | MAI19-1151 | 1 | Bush, Upper Guide Bush | 015Q011 | 20 | pcs | 2019-11-29 |  |  |  | 0
2019-11-26 | MAI19-1151 | 2 | Bush, Lower Guide Bush | 015Q910 | 20 | pcs | 2019-11-29 |  |  |  | 0
Modification of Injector Cooling Nozzle Pipe Line
2019-12-05 | MAI19-1158 | 1 | Gate Valve, Class 150, Thread Connection, Stainless Steel 316, Kitz or Equivalent, 1" |  | 10 | pcs | 2019-12-27 |  |  |  | 0
Replacement and Spare of Worn-Out Mechanical Seal
2019-03-01 | MAI20-1175 | 1 | Mechanical Seal, spring type, Shaft Diameter: 36.5 mm |  | 1 | PC | 2020-01-02 | Cancelled | Kemras Industrial SupplyKemras Industrial SupplyKemras Industrial Supply | 2020-01-022020-01-022020-01-03 | 0 | COD
Replacement of Damaged Angle Grinder and Hand Drill
2020-01-13 | MAI20-1188 | 1 | Angle Grinder 4", Brand: Ken, Model: 9710, 220V - 240V/60Hz |  | 1 | unit | 2020-01-17 | PMAI20-1188-1309 | A-one Industrial Sales | 2020-01-31 | 0 | COD
2020-01-13 | MAI20-1188 | 2 | Hand Drill, Brand: Ken, Model: 6816NB, 220V- 240V/ 60Hz |  | 1 | unit | 2020-01-17 |  |  |  | 0
Measuring Tool For Turbocharger Parts
2020-01-15 | MAI20-1189 | 1 | Caliper, Vernier, Range: 0 - 600mm, Graduation: 0.05mm, Accuracy: ? 0.1mm, Depth Bar: Blade, Weight: 1300g, Make: Mitutoyo, Mitutoyo Part #: 530-501 |  | 1 | unit | 2020-01-31 |  |  |  | 0
Measuring Tool for Turbocharger Parts (Supersede PR-010-2020)
2020-01-24 | MAI20-1215 | 1 | Vernier Caliper, Make: Mitutoyo, Series: 160, Nib Style Jaws and Fine Adjustment, Scale: Metric/Inch, Range: 0 (20) - 600mm / 0 (.5") - 24", Accuracy: ?0.05mm, Graduation: Lower Scale 0.02mm; Upper Scale 0.001", Mass: 1,400 grams, Order No. 160-153 |  | 1 | unit | 2020-02-07 |  |  |  | 0
Replacement Part for Lube Oil Priming Pump
2020-02-06 | MAI20-1226 | 1 | Mechanical Seal, Single Spring Inside Diameter: 36mm Outside Diameter: 53.5mm Total Length: 63mm Material: Carbon vs Ceramic |  | 1 | unit | 2020-02-20 |  |  |  | 0
Replacement Injector Cooling Hose
2020-02-06 | MAI20-1228 | 1 | Hydraulic Hose, 3/8" NPT (inside diameter) x 24" long, Single Wired, Heat Resistant Fittings: Straight female fitting (included in the overall length Pressure Capacity: 18 MPA Temperature Capacity: 100 ?C |  | 48 | pcs | 2020-02-20 | PMAI20-1228-1461 | Hydrauking Industrial Corp. | 2020-03-02 | 25728 | 30 days PDC
Replacement Injector Cooling Hose
2020-02-06 | MAI20-1229 | 1 | Hydraulic Hose, 3/8" NPT (inside diameter) x 23" long, Single Wired, Heat Resistant Fittings: Straight female fitting (included in the overall length Pressure Capacity: 18 MPA Temperature Capacity: 100 ?C |  | 50 | pcs | 2020-02-20 | PMAI20-1229-1462 | Hydrauking Industrial Corp. | 2020-03-02 | 26450 | 30 days PDC
Painting of Auxiliary Pipings and Jacket Water Pump
2020-02-07 | MAI20-1230 | 1 | Paint, Epoxy Enamel, Color: 1811 Yellow, Brand: Island Paint |  | 2 | gallons | 2020-02-28 |  |  |  | 0
2020-02-07 | MAI20-1230 | 2 | Paint, Epoxy Enamel, Color: 1872 Marine Blue, Brand: Island Paint |  | 2 | gallons | 2020-02-28 |  |  |  | 0
2020-02-07 | MAI20-1230 | 3 | Paint, Epoxy Enamel, Color: 1851 Jade Green, Brand: Island Paint |  | 2 | gallons | 2020-02-28 |  |  |  | 0
2020-02-07 | MAI20-1230 | 4 | Epoxy Primer, Gray |  | 1 | gallon | 2020-02-28 |  |  |  | 0
2020-02-07 | MAI20-1230 | 5 | Paint, Epoxy Enamel, Color: White, Brand: Island Paint |  | 1 | gallon | 2020-02-28 |  |  |  | 0
2020-02-07 | MAI20-1230 | 6 | Paint Remover |  | 1 | gallon | 2020-02-28 |  |  |  | 0
2020-02-07 | MAI20-1230 | 7 | Paint Thinner |  | 1 | gallon | 2020-02-28 |  |  |  | 0
2020-02-07 | MAI20-1230 | 8 | Lacquer Thinner |  | 2 | gallons | 2020-02-28 |  |  |  | 0
2020-02-07 | MAI20-1230 | 9 | Brush, Paint, 1" |  | 2 | pcs | 2020-02-28 |  |  |  | 0
2020-02-07 | MAI20-1230 | 10 | Brush, Paint, 1/2" |  | 2 | pcs | 2020-02-28 |  |  |  | 0
Replacement and Spare Part For Control Air Compressor Unit 2
2019-08-27 | Mai20-1248 | 1 | Bearing, 6310 N/C3 (with lock ring) |  | 2 | pcs | 2020-03-05 | PMai20-1248-1458 | Bearing Center & Machinery Inc. | 2020-02-28 | 1400 | COD
2019-08-27 | Mai20-1248 | 2 | Bearing, 6410 C3 |  | 2 | pcs | 2020-03-05 | PMai20-1248-1458 | Bearing Center & Machinery Inc. | 2020-02-28 | 1764 | COD
Replacement Mechanical Seal of Jacket Water Main Pump
2020-03-12 | MAI20-1263 | 1 | Mechanical Seal Assembly Inside Diameter: 55 mm Outside Diameter: 70 mm Material: Carbon, Tungsten Carbide |  | 1 | unit | 2020-04-03 | PMAI20-1263-1546PMAI20-1263-2425 | Assistco Energy & Industrial CorporationAVC Engineering Supplies & Services | 2020-08-252021-01-23 | 0 | 30 days PDC
Replacement Parts For Raw Water Pump
2020-05-26 | MAI20-1291 | 1 | Mechanical Seal, Single Spring Type, Material: Carbon vs Ceramic, Dimensions: 66mm x 48mm x 63mm (OD x ID x Length) |  | 1 | assembly | 2020-05-29 | PMAI20-1291-1562 | Kemras Industrial Supply | 2020-06-03 | 11300 | COD
2020-05-26 | MAI20-1291 | 2 | Ball Bearing | 3208 ATN9/C3 | 2 | pcs | 2020-05-29 | PMAI20-1291-1563PMAI20-1291-1570 | Bearing Center & Machinery Inc.CAR-V Industrial Sales | 2020-06-012020-06-05 | 2.96 | COD
2020-05-26 | MAI20-1291 | 3 | Oil Seal, Flange Grease Seal | 17387 CR | 2 | pcs | 2020-05-29 | PMAI20-1291-1564 | CAR-V Industrial Sales | 2020-06-01 | 860 | COD
Additional Replacement Parts For Raw Water Pump
2020-06-08 | MAI20-1303 | 1 | Mechanical Seal, Single Spring Type, Material: Carbon vs Ceramic, Dimensions: 66mm x 48mm x 63mm (OD x ID x Length) |  | 1 | assembly | 2020-06-11 |  |  |  | 0
2020-06-08 | MAI20-1303 | 2 | Packing, Rubber, 90mmx70mmx2mm |  | 2 | pcs | 2020-06-11 |  |  |  | 0
Installation of Lifting Frames for Cooling Tower Fan Motor
2020-06-30 | MAI20-1324 | 1 | Bolt, M10 x 50 mm x 1.5 Pitch, Stainless Steel, with nut and lock washer |  | 20 | sets | 2020-07-17 | PMAI20-1324-1725 | Cebu Bolt And Screw Sales | 2020-07-25 | 352 | COD
2020-06-30 | MAI20-1324 | 2 | Bolt, M12 x 50 mm x 1.75 Pitch, Stainless Steel, with nut and lock washer |  | 30 | sets | 2020-07-17 | PMAI20-1324-1725 | Cebu Bolt And Screw Sales | 2020-07-25 | 840 | COD
Replacement Fittings for Gate Valves and Pumps
2020-06-30 | MAI20-1325 | 1 | Grease Fitting, 1/8" NPT, Stainless Steel |  | 20 | pcs | 2020-07-10 |  |  |  | 0
Replacement of Damage Angle Grinder (Supersede PR210-2019 & PR514-2019)
2020-07-21 | MAI20-1348 | 1 | Angle Grinder 4",Brand: Makita, 220V- 240V/60Hz |  | 2 | unit/s | 2020-08-10 | PMAI20-1348-1996 | Houston Home Depot | 2020-10-10 | 3795 | COD
Replacement of Damage Hand Drill (Supersede PR210-2019)
2020-07-22 | MAI20-1350 | 1 | Hand Drill, Brand: Ken, Model: 6816NB, 220V- 240V/ 60Hz |  | 1 | unit/s | 2020-08-10 | PMAI20-1350-1870PMAI20-1350-1935 | Houston Home DepotA-one Industrial Sales | 2020-08-282020-09-21 | 5.399 | COD
Replacement Parts for Starting Air Compressor
2020-10-03 | MAI20-1447 | 1 | Plate, Valve Discharge | 30215925 | 1 | pc | 2020-10-03 |  |  |  | 0
2020-10-03 | MAI20-1447 | 2 | Plate, Valve Inlet | 30215834 | 1 | pc | 2020-10-03 |  |  |  | 0
2020-10-03 | MAI20-1447 | 3 | Spring, Valve Discharge | 30221584 | 1 | pc | 2020-10-03 |  |  |  | 0
2020-10-03 | MAI20-1447 | 4 | Spring, Valve Inlet | 30221493 | 1 | pc | 2020-10-03 |  |  |  | 0
2020-10-03 | MAI20-1447 | 5 | Set, Ring | 37138146 | 1 | pc | 2020-10-03 |  |  |  | 0
Replacement Stationary Seal
2020-10-02 | MAI20-1448 | 1 | Stationary Seal, ID: 33mm, OD: 51mm, Length/Thickness: 11mm, Material: Porcelain |  | 1 | pc | 2020-10-02 |  |  |  | 0
Replacement Pin for Spare Fuel Injector
2020-10-06 | MAI20-1464 | 1 | Dowel Pin | 016Q0120 | 10 | pcs | 2020-09-30 |  |  |  | 0
Replacement Parts for Crankcase Door
2020-11-16 | MAI20-1506 | 1 | Packing Gasket | 035Q005 | 1 | pc | 2020-11-20 |  |  |  | 0
Replacement Parts for Reconditioning of Fuel Injection Pump
2020-11-13 | MAI20-1507 | 1 | O-ring for Pump Head | 030Q006 | 3 | pcs | 2020-11-13 |  |  |  | 0
2020-11-13 | MAI20-1507 | 2 | O-ring for Pump Barrel | 030Q014 | 3 | pcs | 2020-11-13 |  |  |  | 0
2020-11-13 | MAI20-1507 | 3 | Plunger (Reconditioned) | 030Q013 | 1 | pcs | 2020-11-13 |  |  |  | 0
2020-11-13 | MAI20-1507 | 4 | Barrel (Reconditioned) | 030Q012 | 1 | pcs | 2020-11-13 |  |  |  | 0
2020-11-13 | MAI20-1507 | 5 | Delivery Valve Piece | 030Q005 | 1 | pcs | 2020-11-13 |  |  |  | 0
2020-11-13 | MAI20-1507 | 6 | Delivery Valve | 030Q008 | 2 | pcs | 2020-11-13 |  |  |  | 0
2020-11-13 | MAI20-1507 | 7 | Delivery Valve Spring | 030Q009 | 2 | pcs | 2020-11-13 |  |  |  | 0
2020-11-13 | MAI20-1507 | 8 | Valve for Indicator Valve Stem | 019Q007 | 2 | pcs | 2020-11-13 |  |  |  | 0
Replacement Parts for Cylinder Head Water Inlet & Outlet Connection
2020-11-20 | MAI20-1508 | 1 | O-Ring | 040Q004 | 4 | pcs | 2020-11-20 |  |  |  | 0
2020-11-20 | MAI20-1508 | 2 | Packing | 040Q014 | 4 | pcs | 2020-11-20 |  |  |  | 0
2020-11-20 | MAI20-1508 | 3 | O-Ring | 040Q007 | 3 | pcs | 2020-11-20 |  |  |  | 0
2020-11-20 | MAI20-1508 | 4 | Washer | 040Q016 | 6 | pcs | 2020-11-20 |  |  |  | 0
Installation of Manometer for Charged Air Cooler
2020-11-26 | MAI20-1513 | 1 | Hose, Chemical, Superflex, 150 PSI, 3/8" diameter |  | 20 | meters | 2020-12-04 |  |  |  | 0
2020-11-26 | MAI20-1513 | 2 | Fitting, Tube, 1/2" NPT male thread x 3/8" Tube outside diameter, with nut and perrule set |  | 10 | pcs | 2020-12-04 |  |  |  | 0
2020-11-26 | MAI20-1513 | 3 | Clamp, Hose, Screw band worm drive, Stainless steel, 3/8" |  | 20 | pcs | 2020-12-04 |  |  |  | 0
2020-11-26 | MAI20-1513 | 4 | Bolt, Hex head, Stainless steel, 4mm x 40mm with nut and lock washer |  | 12 | pcs | 2020-12-04 |  |  |  | 0
Installation of Piping in Lube oil Recovery (Westfalia Purifier).
2019-03-05 | OPE19-1000 | 1 | Valve, Gate, 1", Flange Type |  | 2 | pieces | 2019-10-31 | POPE19-1000-1024 | Golden Gate Hardware | 2019-11-07 | 1080 | 30 DAYS PDC
2019-03-05 | OPE19-1000 | 2 | M12 x 40, High Tensile, Full Thread, with nut (w/o washer) |  | 10 | pieces | 2019-10-31 | POPE19-1000-1036 | Cebu Bolt And Screw Sales | 2019-11-08 | 82.5 | 30 DAYS PDC
2019-03-05 | OPE19-1000 | 3 | Valve, Check, 2" |  | 1 | piece | 2019-10-31 | POPE19-1000-1024 | Golden Gate Hardware | 2019-11-07 | 2250 | 30 DAYS PDC
2019-03-05 | OPE19-1000 | 4 | M16 x 55, High Tensile, Full Thread, with nut (w/o washer) |  | 42 | pieces | 2019-10-31 | POPE19-1000-1036 | Cebu Bolt And Screw Sales | 2019-11-08 | 787.5 | 30 DAYS PDC
2019-03-05 | OPE19-1000 | 5 | Valve, Check, 2" |  | 1 | piece | 2019-10-31 | POPE19-1000-1061 | Golden Gate Hardware | 2019-11-15 | 0
2019-03-05 | OPE19-1000 | 6 | Coupling, Bushing, 1", Inside Thread |  | 10 | pieces | 2019-10-31 | POPE19-1000-1024 | Golden Gate Hardware | 2019-11-07 | 600 | 30 DAYS PDC
2019-03-05 | OPE19-1000 | 7 | Nipple, BI, 1" x 4", Threaded Both Side |  | 4 | pieces | 2019-10-31 | POPE19-1000-1024 | Golden Gate Hardware | 2019-11-07 | 480 | 30 DAYS PDC
2019-03-05 | OPE19-1000 | 8 | Oxygen |  | 2 | cyls. | 2019-10-31 | POPE19-1000-2352 | Bacolod Oxygen Acetylene Gas Corp. | 2021-01-07 | 1100 | 30 days PDC
2019-03-05 | OPE19-1000 | 9 | Acetylene |  | 1 | cyl. | 2019-10-31 |  |  |  | 0 | 30 days PDC
2019-03-05 | OPE19-1000 | 10 | Argon |  | 4 | cyls. | 2019-10-31 | POPE19-1000-1019 | Bacolod Oxygen Acetylene Gas Corp. | 2019-11-04 | 0 | 30 days PDC
2019-03-05 | OPE19-1000 | 11 | Disc, Cuting, 4" |  | 5 | pcs. | 2019-10-31 |  |  |  | 0
2019-03-05 | OPE19-1000 | 12 | Electrode, Tungsten, 2.4mm, WT20 |  | 7 | pcs. | 2019-10-31 |  |  |  | 0
2019-03-05 | OPE19-1000 | 13 | Gloves, TIG |  | 1 | pair | 2019-10-31 | RPO-1037 | Visayan Construction Supply | 2019-11-08 | 222
2019-03-05 | OPE19-1000 | 14 | Electrode, Welding, 1/8" x E6011 |  | 10 | kgs. | 2019-10-31 | POPE19-1000-1023 | Bacolod Triumph Hardware (Main Branch) | 2019-11-07 | 922.5 | COD
2019-03-05 | OPE19-1000 | 15 | Electrode, Welding, 1/8" x E7018 |  | 10 | kgs. | 2019-10-31 |  |  |  | 0 | COD
2019-03-05 | OPE19-1000 | 16 | Epoxy, Top Coat, Yellow |  | 1 | can | 2019-10-31 | POPE19-1000-1000 | Sugarland Hardware Corp. | 2019-10-23 | 1830 | COD
Installation of Piping in HFO Recovery (Mitsubishi SJ600 Purifier)
2019-03-05 | OPE19-1001 | 1 | Valve, Gate, 2", Flange Type |  | 4 | pieces | 2019-11-15 | POPE19-1001-1065 | New Yutek Hardware and Industrial Supply Corporation | 2019-11-15 | 16000 | 30 DAYS PDC
2019-03-05 | OPE19-1001 | 2 | Valve, Gate, 1", Flange Type |  | 3 | pieces | 2019-11-15 | POPE19-1001-1064 | Golden Gate Hardware | 2019-11-15 | 1620
2019-03-05 | OPE19-1001 | 3 | Valve, Ball, Brass, 1", Threaded Type |  | 7 | pieces | 2019-11-15 | POPE19-1001-1066 | Golden Gate Hardware | 2019-11-15 | 3640 | 30 DAYS PDC
2019-03-05 | OPE19-1001 | 4 | M16 x 55, High Tensile, Full Thread, with nut and plain washer, 2.0 pitch |  | 52 | sets | 2019-11-15 | POPE19-1001-1067 | Cebu Bolt And Screw Sales | 2019-11-15 | 975
2019-03-05 | OPE19-1001 | 5 | M12 x 40, High Tensile, Full Thread, with nut and plain washer, 1.75 pitch |  | 16 | sets | 2019-11-15 | POPE19-1001-1067 | Cebu Bolt And Screw Sales | 2019-11-15 | 132
2019-03-05 | OPE19-1001 | 6 | Valve, Check, 2" |  | 2 | pieces | 2019-11-15 | POPE19-1001-1063 | Golden Gate Hardware | 2019-11-15 | 4500
2019-03-05 | OPE19-1001 | 7 | Oxygen |  | 2 | cylinders | 2019-11-15 |  |  |  | 0
2019-03-05 | OPE19-1001 | 8 | Acetylene |  | 1 | cylinders | 2019-11-15 |  |  |  | 0
2019-03-05 | OPE19-1001 | 9 | Argon |  | 4 | cylinders | 2019-11-15 |  |  |  | 0
2019-03-05 | OPE19-1001 | 10 | Disc, Cutting, 4" |  | 5 | pieces | 2019-11-15 | POPE19-1001-1039POPE19-1001-1045 | Greenlane Hardware and Construction Supply IncGreenlane Hardware and Construction Supply Inc | 2019-11-082019-11-08 | 0.13801 | COD
2019-03-05 | OPE19-1001 | 11 | Electrode, Tungsten, 2.4mm, WT20 |  | 8 | pieces | 2019-11-15 | POPE19-1001-1016 | C. Y. Ong Multi-Distributor | 2019-11-04 | 1560 | COD
2019-03-05 | OPE19-1001 | 12 | Gloves, TIG |  | 1 | pair | 2019-11-15 | POPE19-1001-1017 | Visayan Construction Supply | 2019-11-04 | 222 | COD
2019-03-05 | OPE19-1001 | 13 | Glass, Lens, Dark, #10 |  | 5 | pieces | 2019-11-15 |  |  |  | 0
2019-03-05 | OPE19-1001 | 14 | Electrode, Welding, 1/8" x E6011 |  | 10 | kgs | 2019-11-15 | POPE19-1001-1052 | Bacolod Triumph Hardware (Main Branch) | 2019-11-13 | 922.5
2019-03-05 | OPE19-1001 | 15 | Epoxy, Top Coat, Yellow |  | 1 | gal | 2019-11-15 | RPO-1018 | Sugarland Hardware Corp. | 2019-11-04 | 915
Operations and Maintenance Consumables
2019-04-29 | OPE19-1005 | 1 | Multi-purpose Penetrant, WD-40 |  | 2 | cans | 2019-10-31 | POPE19-1005-1012 | C. Y. Ong Multi-Distributor | 2019-11-04 | 420 | COD
Repair and Servicing Works at Cooling Tower
2019-04-11 | OPE19-1006 | 1 | Electrode, Welding, 1/8" x E6011 |  | 20 | kgs | 2019-10-31 | POPE19-1006-1053 | Bacolod Triumph Hardware (Main Branch) | 2019-11-13 | 1845
2019-04-11 | OPE19-1006 | 2 | Glass, Lens, Dark, #10 |  | 5 | pcs | 2019-10-31 | POPE19-1006-1011 | Greenlane Hardware and Construction Supply Inc | 2019-10-31 | 50 | COD
2019-04-11 | OPE19-1006 | 3 | Paint, Primer, Epoxy, Gray |  | 2 | gals | 2019-10-31 |  |  |  | 0
2019-04-11 | OPE19-1006 | 4 | Thinner, Lacquer |  | 2 | gals | 2019-10-31 | POPE19-1006-1043POPE19-1006-1046 | Visayan Construction SupplyVisayan Construction Supply | 2019-11-082019-11-08 | 0.44 | COD
2019-04-11 | OPE19-1006 | 5 | Brush, Roller, Refill, 4" |  | 5 | pcs | 2019-10-31 | POPE19-1006-1081 | Greenlane Hardware and Construction Supply Inc | 2019-11-22 | 110
2019-04-11 | OPE19-1006 | 6 | Bolt, Hex, Full Thread, Complete, High Tensile, M20 x 90mm, with nut |  | 48 | pcs | 2019-10-31 | POPE19-1006-1009 | ISO Industrial Sales | 2019-10-31 | 2880 | COD
2019-04-11 | OPE19-1006 | 7 | Bolt, Hex, Full Thread, Complete, High Tensile, M25 x 100mm, with nut |  | 24 | pcs | 2019-10-31 | POPE19-1006-1009 | ISO Industrial Sales | 2019-10-31 | 2880 | COD
2019-04-11 | OPE19-1006 | 8 | Bolt, Hex, Full Thread, Complete, High Tensile, M16 x 80mm, with nut |  | 16 | pcs | 2019-10-31 | POPE19-1006-1009 | ISO Industrial Sales | 2019-10-31 | 512 | COD
Operations and Maintenance Consumables
2019-06-25 | OPE19-1009 | 1 | Diesel |  | 40 | liters | 2019-10-31 | POPE19-1009-1095 | Sum-ag Petron Gas Station | 2019-11-26 | 825.6 | COD
2019-06-25 | OPE19-1009 | 2 | Kerosene |  | 20 | liters | 2019-10-31 | POPE19-1009-1095 | Sum-ag Petron Gas Station | 2019-11-26 | 928 | COD
2019-06-25 | OPE19-1009 | 3 | Multi-purpose Penetrant, WD-40, 382 mL |  | 2 | cans | 2019-10-31 | RPO-1030 | C. Y. Ong Multi-Distributor | 2019-11-08 | 420
2019-06-25 | OPE19-1009 | 4 | Paint Brush, 2" |  | 2 | pcs | 2019-10-31 | POPE19-1009-1031 | Greenlane Hardware and Construction Supply Inc | 2019-11-08 | 25 | COD
2019-06-25 | OPE19-1009 | 5 | Roller Paint Refill, 4" |  | 2 | pcs | 2019-10-31 | POPE19-1009-1031 | Greenlane Hardware and Construction Supply Inc | 2019-11-08 | 44 | COD
2019-06-25 | OPE19-1009 | 6 | Hacksaw Blade, 18 TPI |  | 5 | pcs | 2019-10-31 |  |  |  | 0
2019-06-25 | OPE19-1009 | 7 | Garbage Bag, XXL |  | 30 | pcs | 2019-10-31 | POPE19-1009-1200 | Bacolod Plastic Supply | 2019-12-16 | 210 | COD
2019-06-25 | OPE19-1009 | 8 | Scotch Brite Laundry Gloves, Medium/Large |  | 3 | pairs | 2019-10-31 | POPE19-1009-1196 | SM SUPERMARKET | 2019-12-16 | 374.25
2019-06-25 | OPE19-1009 | 9 | Broomstick |  | 2 | pcs | 2019-10-31 | POPE19-1009-1192 | Belen Store | 2019-12-16 | 60
Stainless Steel Perforated Sheet for Y-Strainer, 6"
2019-10-17 | OPE19-1016 | 1 | Perforated Sheet, Stainless Steel, Round Holes, Hole Diameter: 5mm, Thickness: 1mm |  | 1 | sheet | 2019-10-31 |  |  |  | 0 | 30 days PDC
Replacement of Leaking Fuel Module Circulating Pump
2019-10-24 | OPE19-1019 | 1 | Fuel Module Circulating Pump Make: IMO AB Pump Model: ACE-032N3 NTBP |  | 1 | unit | 2019-10-24 | Cancelled |  |  | 0
Replacement of Auxiliary Generator Filters
2019-10-24 | OPE19-1020 | 1 | Filter Panel, Air Cleaner |  | 1 | pc | 2019-10-24 | Cancelled |  |  | 0
2019-10-24 | OPE19-1020 | 2 | Filter, Oil | IR-0716 | 1 | pc | 2019-10-24 | Cancelled |  |  | 0
2019-10-24 | OPE19-1020 | 3 | Filter, Fuel, Primary |  | 1 | pc | 2019-10-24 | Cancelled |  |  | 0
2019-10-24 | OPE19-1020 | 4 | Filter, Fuel, Secondary | IR-0749 | 1 | pc | 2019-10-24 | Cancelled |  |  | 0
Replacement Fuel Pump Drive
2019-10-24 | OPE19-1021 | 1 | Piston Ring | 032Q035 | 4 | pcs | 2019-10-24 | Cancelled |  |  | 0
2019-10-24 | OPE19-1021 | 2 | Fuel Pump Drive Consisting of the following only: Piston Ring, Dowel Pin, Hexagonal Socket Screw Head, Roller Guide Sleeve, Packing, Adjusting Screw, Washer, Roller Guide, Tongued Washer, Bolt, Slotted Set Screw, Roller Pin, Roller, Bush Reference: NKK-SEMT-PIELSTICK ENGINE CODE BOOK |  | 1 | assembly | 2019-10-24 | Cancelled |  |  | 0
Ladder to LO Sump Tank
2019-10-25 | OPE19-1023 | 1 | Welding Rod 6013 1/8" |  | 10 | kgs | 2019-10-31 |  |  |  | 0
2019-10-25 | OPE19-1023 | 2 | Channel 3" x 3" x 6" x 20', C- Channel |  | 3 | lgths | 2019-10-31 |  |  |  | 0
2019-10-25 | OPE19-1023 | 3 | Angle Bar 1/4" x 1" x 1" x 20' |  | 6 | lgths | 2019-10-31 |  |  |  | 0
2019-10-25 | OPE19-1023 | 4 | Checkered Plate 1/4" x 4' x 8', MS Plate |  | 1 | sht | 2019-10-31 |  |  |  | 0
2019-10-25 | OPE19-1023 | 5 | Welding Rod 6011 1/8" |  | 5 | kgs | 2019-10-31 |  |  |  | 0
2019-10-25 | OPE19-1023 | 6 | Acetylene |  | 1 | cyl | 2019-10-31 |  |  |  | 0
2019-10-25 | OPE19-1023 | 7 | Oxygen |  | 2 | cyl | 2019-10-31 |  |  |  | 0
2019-10-25 | OPE19-1023 | 8 | Grinding Disc 4", Tyrolit, Star Basic, 4"x 1/4" x 5/8" |  | 1 | box | 2019-10-31 |  |  |  | 0
2019-10-25 | OPE19-1023 | 9 | BI Pipe 1 1/4" x 20' |  | 4 | lgths | 2019-10-31 |  |  |  | 0
Jacket Water Recovery System
2019-08-28 | OPE19-1026 | 1 | Disc, Cutting, 4" |  | 10 | pcs | 2019-10-31 | POPE19-1026-1360 | Visayan Construction Supply | 2020-02-17 | 965
2019-08-28 | OPE19-1026 | 2 | Electrode, Welding, 1/8" x E6011 |  | 10 | kgs | 2019-11-06 | POPE19-1026-1357 | Visayan Construction Supply | 2020-02-17 | 990
2019-08-28 | OPE19-1026 | 3 | Glass, Lens, Dark, #10 |  | 6 | pcs | 2019-11-06 | POPE19-1026-1365 | Greenlane Hardware and Construction Supply Inc | 2020-02-18 | 60 | COD
2019-08-28 | OPE19-1026 | 4 | Chalk Stone |  | 10 | pcs | 2019-11-06 | POPE19-1026-1363 | Greenlane Hardware and Construction Supply Inc | 2020-02-18 | 40
2019-08-28 | OPE19-1026 | 5 | Gloves, Welding, Long |  | 1 | pair | 2019-11-06 | POPE19-1026-1372 | Visayan Construction Supply | 2020-02-18 | 222
2019-08-28 | OPE19-1026 | 6 | Paint, Primer, Epoxy, Gray |  | 1 | gal | 2019-11-06 | POPE19-1026-1368 | Bacolod Paint Marketing | 2020-02-18 | 570
2019-08-28 | OPE19-1026 | 7 | Thinner, Lacquer |  | 1 | gal | 2019-11-06 | POPE19-1026-1364 | Visayan Construction Supply | 2020-02-18 | 220
Water Siphoning System at Warehouse Extension Sump Pit
2019-10-09 | OPE19-1029 | 1 | Pump, Jockey, 3HP, 380-440V, 3415rpm |  | 1 | unit | 2019-11-06 |  |  |  | 0
2019-10-09 | OPE19-1029 | 2 | B.I. Pipe, Seamless, Sched. 40 - Buttweld End, 2" |  | 7 | lgths | 2019-11-06 |  |  |  | 0
2019-10-09 | OPE19-1029 | 3 | BI Elbow, Long Radius, Seamless, Sched. 40 - Buttweld end, 2" x 90 deg. |  | 12 | pcs | 2019-11-06 |  |  |  | 0
2019-10-09 | OPE19-1029 | 4 | Slip-on Flange, Class 150 lbs, ANSI B16.5 1/16" Raised Faced, 2" |  | 6 | pcs | 2019-11-06 |  |  |  | 0
2019-10-09 | OPE19-1029 | 5 | Check Valve, 150 lbs rating, Flange Type, Cast Steel, 1-1/2" |  | 1 | pc | 2019-11-06 |  |  |  | 0
2019-10-09 | OPE19-1029 | 6 | Butterfly Valve, 150 lbs Rating, Lever Operated, 2" |  | 2 | pcs | 2019-11-06 |  |  |  | 0
2019-10-09 | OPE19-1029 | 7 | Bolt, Hex, Full Thread, High Tensile, M16 x 90mm x 2.0 Pitch, w/ Nut and Plain Washer |  | 8 | sets | 2019-11-06 |  |  |  | 0
2019-10-09 | OPE19-1029 | 8 | Bolt, Hex, Full Thread, High Tensile, M16 x 60mm x 2.0 Pitch, w/ Nut and Plain Washer |  | 20 | sets | 2019-11-06 |  |  |  | 0
2019-10-09 | OPE19-1029 | 9 | Electrode, Welding, 1/8" x E6011 |  | 5 | kgs | 2019-11-06 |  |  |  | 0
Additional Layer for Cooling Tower Extension Concrete Manhole (3 units)
2019-02-20 | OPE19-1053 | 1 | Cement, Portland |  | 4 | bags | 2019-11-15 |  |  |  | 0
Replacement Parts for JW Return Line
2019-10-27 | OPE19-1054 | 1 | Stainless Steel 316 Flexible Hose 1"ID x 36"L Connection: Swivel Male NPT Thread Nut Both Ends, 6.0 Bars Working Pressure & 70 deg C Working Temperature |  | 3 | pcs | 2019-10-31 |  |  |  | 0
Installation of Additional Piping From Old Well to Replacement Well
2019-10-30 | OPE19-1056 | 1 | PVC Pipe (blue), Series 150, Make: Atlanta or Equivalent, 3" |  | 2 | lengths | 2019-11-05 |  |  |  | 0
2019-10-30 | OPE19-1056 | 2 | PVC Mechanical Dresser Coupling, Bell and Spigot Type, 3" |  | 1 | pc | 2019-11-05 |  |  |  | 0
2019-10-30 | OPE19-1056 | 3 | PVC Elbow, 90? (female threaded on both sides), 3" |  | 1 | pc | 2019-11-05 |  |  |  | 0
2019-10-30 | OPE19-1056 | 4 | PVC Coupling Adaptor, Female Thread x Plain (female thread on one side x non-threaded on another side), 3" |  | 1 | pc | 2019-11-05 |  |  |  | 0
2019-10-30 | OPE19-1056 | 5 | GI Elbow, 90? (female threaded on both sides), 3" |  | 1 | pc | 2019-11-05 |  |  |  | 0
2019-10-30 | OPE19-1056 | 6 | GI Pipe Nipple, Sched 40, 3" x 6" long |  | 1 | pc | 2019-11-05 |  |  |  | 0
2019-10-30 | OPE19-1056 | 7 | Portland Cement |  | 1 | bag | 2019-11-05 |  |  |  | 0
2019-10-30 | OPE19-1056 | 8 | PVC Solvent, 50 mL |  | 1 | can | 2019-11-05 |  |  |  | 0
Installation of Additional Piping From Old Well to Replacement Well (Additional)
2019-11-07 | OPE19-1063 | 1 | PVC Coupling Adaptor, Male Thread x Plain (male thread on one side x non-threaded on another side), 3" |  | 1 | pc | 2019-11-08 | Cancelled |  |  | 0
Operation and Maintenance Consumables
2019-06-17 | OPE19-1064 | 1 | Multi-purpose Penetrent, WD-40, 382 mL |  | 6 | cans | 2019-12-15 | RPO-1029 | C. Y. Ong Multi-Distributor | 2019-11-08 | 1260
Installation of Additional Piping From Old Well to Replacement Well
2019-11-08 | OPE19-1070 | 1 | Pipe, Pressure, PVC, Series 150, 3", Color: Blue |  | 2 | lgths | 2019-11-09 | POPE19-1070-1051 | Liberty First Enterprises | 2019-11-13 | 4900 | COD
2019-11-08 | OPE19-1070 | 2 | Elbow, Pressure, PVC, Series 150, 3" x 90?, (Moulded) |  | 1 | pc | 2019-11-09 | POPE19-1070-1051 | Liberty First Enterprises | 2019-11-13 | 2150 | COD
2019-11-08 | OPE19-1070 | 3 | Elbow, GI, Short Radius, 3" x 90?, Female Threaded |  | 2 | pcs | 2019-11-09 | POPE19-1070-1050 | New Yutek Hardware and Industrial Supply Corporation | 2019-11-13 | 900 | COD
2019-11-08 | OPE19-1070 | 4 | Spool, GI, Schedule 40, 3" x 6" Long, Male Threaded on Both Sides |  | 1 | pc | 2019-11-09 | POPE19-1070-1050 | New Yutek Hardware and Industrial Supply Corporation | 2019-11-13 | 300 | COD
2019-11-08 | OPE19-1070 | 5 | Cement, Portland |  | 1 | bag | 2019-11-09 | POPE19-1070-1059 | Bacolod Triumph Hardware (Main Branch) | 2019-11-15 | 208 | COD
2019-11-08 | OPE19-1070 | 6 | Tape, PTFE, Industrial, 3/4", (Teflon) |  | 5 | rolls | 2019-11-09 | POPE19-1070-1058 | Visayan Construction Supply | 2019-11-15 | 75
2019-11-08 | OPE19-1070 | 7 | Solvent, PVC, 50 ml |  | 1 | can | 2019-11-09 |  |  |  | 0
Operations and Maintenance Consumables
2019-06-25 | OPE19-1071 | 1 | Teflon Tape, Industrial, 3/4" |  | 10 | pcs. | 2019-11-20 | POPE19-1071-1047 | Visayan Construction Supply | 2019-11-08 | 150 | COD
Installation of Vent for Lube Oil, Raw Water and Jacket Water Pipeline
2019-10-01 | OPE19-1076 | 1 | Straight Elbow, 1/2" diameter NPT x 90 deg., stainless steel |  | 12 | pcs | 2019-11-15 |  |  |  | 0
2019-10-01 | OPE19-1076 | 2 | Square Head Pipe Plug, 1/2" NPT male, stainless steel |  | 12 | pcs | 2019-11-15 |  |  |  | 0
Repair of Starting Air and Control Air Compressors Thread Connection
2019-10-01 | OPE19-1077 | 1 | Hand Tap, 12 mm x 1.25 pitch |  | 1 | set | 2019-11-30 |  |  |  | 0
2019-10-01 | OPE19-1077 | 2 | Hand Tap, 12.5 mm x 1.25 pitch |  | 1 | set | 2019-11-30 |  |  |  | 0
2019-10-01 | OPE19-1077 | 3 | Hand Tap, 13 mm x 1.25 pitch |  | 1 | set | 2019-11-30 |  |  |  | 0
Deflection Reading of Engine Units
2019-09-25 | OPE19-1078 | 1 | Crankshaft Distortion Dial/Strain Gauge Make: Starrett Model: 696MZ Type: Strain Gage Range (mm): 61 - 458 Dial Reading: 0 - 50 - 0 / 1mm Rev. Note: Please see attached for reference. |  | 1 | unit | 2020-01-15 |  |  |  | 0
Replacement Generator Adjusting Screw
2019-09-17 | OPE19-1079 | 1 | Bolt w/nut, High Tensile, 24mm x 90 mm long x 3.0 pitch, full thread |  | 32 | sets | 2019-11-15 |  |  |  | 0
Replacement of Worn-Out Tensioning Jack
2019-08-27 | OPE19-1080 | 1 | Crankshaft Main Bearing Stud O-ring/Seal 4/4A - 190 x 184 x 5.8 - 170.82 x 5.33* 5/5A - 110 x 115 x 3.8 - 113.9 x 3.53* Part No.: 9410.01 |  | 4 | sets | 2019-11-30 |  |  |  | 0
2019-08-27 | OPE19-1080 | 2 | Traverse Tie Rods and Cylinder Head Studs O-ring/Seal 4/4A - 120 x 115 x 3.8 - 107.55 x 3.53* 5/5A - 75 x 79 x 3.8 - 78.97 x 3.53* Part No.: 9427.01 |  | 4 | sets | 2019-11-30 |  |  |  | 0
2019-08-27 | OPE19-1080 | 3 | Tie Rods O-ring/Seal 4/4A - 190 x 184 x 5.8 - 170.82 x 5.33* 5/5A - 130 x 135 x 3.8 - 113.9 x 3.53* Part No.: 9419.01 |  | 4 | sets | 2019-11-30 |  |  |  | 0
2019-08-27 | OPE19-1080 | 4 | Studs for the Crankshaft Counterweight O-ring/Seal 4/4A - 120 x 115 x 3.8 - 107.55 x 3.53* 5/5A - 60 x 64 x 3.8 - 63.10 x 3.53* |  | 4 | sets | 2019-11-30 |  |  |  | 0
Replacement of Anode for Lube Oil Cooler, Jacket Water Cooler and Air Coolers
2019-08-27 | OPE19-1081 | 1 | Zinc Anode Dimensions: Outside Diameter: 76mm Inside Diameter: 16mm Thickness: 50mm |  | 24 | pcs. | 2019-11-30 |  |  |  | 0
Re-Painting of Engine Parts and Auxiliary Piping
2019-08-27 | OPE19-1082 | 1 | Paint, High-Heat |  | 5 | gallons | 2019-12-15 |  |  |  | 0
2019-08-27 | OPE19-1082 | 2 | Paint, Caterpillar Yellow |  | 2 | gallons | 2019-12-15 |  |  |  | 0
2019-08-27 | OPE19-1082 | 3 | Paint, Uni-Apple Green, Triton 567 |  | 4 | gallons | 2019-12-15 |  |  |  | 0
2019-08-27 | OPE19-1082 | 4 | Paint Remover |  | 1 | gallon | 2019-12-15 |  |  |  | 0
2019-08-27 | OPE19-1082 | 5 | Paint Thinner |  | 2 | gallons | 2019-12-15 |  |  |  | 0
2019-08-27 | OPE19-1082 | 6 | Lacquer Thinner |  | 2 | gallons | 2019-12-15 |  |  |  | 0
2019-08-27 | OPE19-1082 | 7 | Roller Brush Refill, 4" |  | 6 | pcs | 2019-12-15 |  |  |  | 0
Re-Painting of Engine Platform
2019-05-03 | OPE19-1090 | 1 | Epoxy primer, gray |  | 7 | gallons | 2019-11-30 |  |  |  | 0
2019-05-03 | OPE19-1090 | 2 | Lacquer thinner |  | 4 | gallons | 2019-11-30 |  |  |  | 0
2019-05-03 | OPE19-1090 | 3 | Rust converter |  | 3 | gallons | 2019-11-30 |  |  |  | 0
2019-05-03 | OPE19-1090 | 4 | Paint brush, 2 inches |  | 4 | pcs | 2019-11-30 |  |  |  | 0
2019-05-03 | OPE19-1090 | 5 | Roller brush, 4 inches |  | 2 | pcs | 2019-11-30 |  |  |  | 0
Engine Replacement and Spare Parts
2019-01-26 | OPE19-1094 | 1 | Rubber ring for nozzle holder | K 27211 | 23 | pcs | 2019-12-30 |  |  |  | 0
2019-01-26 | OPE19-1094 | 2 | Special bolt for K 28005 | K 28034 | 24 | pcs | 2019-12-30 |  |  |  | 0
2019-01-26 | OPE19-1094 | 3 | Special bolt for K 28005 | K 28035 | 23 | pcs | 2019-12-30 |  |  |  | 0
2019-01-26 | OPE19-1094 | 4 | Lock nut for K 28034 | K 28037 | 11 | pcs | 2019-12-30 |  |  |  | 0
2019-01-26 | OPE19-1094 | 5 | Lock nut for K 28035 | K 28038 | 11 | pcs | 2019-12-30 |  |  |  | 0
Spare Parts for Control Air Compressor. CONTROL AIR COMPRESSOR DETAILS, Make: Ingersollrand, Model: 3000E30, SN: 30T 906845
2019-10-14 | OPE19-1096 | 1 | Kit, Filter / silencer (Request for itemized list from supplier) | 32127482 | 1 | set | 2019-12-15 |  |  |  | 0
2019-10-14 | OPE19-1096 | 2 | Kit, Valve / gasket (Request for itemized list from supplier) | 32229379 | 2 | set | 2019-12-15 |  |  |  | 0
2019-10-14 | OPE19-1096 | 3 | Kit, Ring / gasket (Request for itemized list from supplier) | 32194003 | 1 | set | 2019-12-15 |  |  |  | 0
2019-10-14 | OPE19-1096 | 4 | Kit, Bearing / connecting rod (Request for itemized list from supplier) | 32127516 | 1 | set | 2019-12-15 |  |  |  | 0
2019-10-14 | OPE19-1096 | 5 | Kit, Gasket (Request for itemized list from supplier) | 32229387 | 2 | set | 2019-12-15 |  |  |  | 0
2019-10-14 | OPE19-1096 | 6 | Kit, Overhaul (Request for itemized list from supplier) | 32319493 | 1 | set | 2019-12-15 |  |  |  | 0
2019-10-14 | OPE19-1096 | 7 | Plug, Oil fill - complete | 30289003 | 3 | pcs | 2019-12-15 |  |  |  | 0
2019-10-14 | OPE19-1096 | 8 | Assembly, Crankpin cap - Centrifugal unloader | 30290936 | 1 | pc | 2019-12-15 |  |  |  | 0
2019-10-14 | OPE19-1096 | 9 | Bushing, crankpin | 32295875 | 2 | pcs | 2019-12-15 |  |  |  | 0
2019-10-14 | OPE19-1096 | 10 | Bearing, ball - with snap ring | 95305645 | 2 | pcs | 2019-12-15 |  |  |  | 0
2019-10-14 | OPE19-1096 | 11 | Valve, Automatic Drain | 32310690 | 2 | pc | 2019-12-15 |  |  |  | 0
2019-10-14 | OPE19-1096 | 12 | Assembly, Second stage valve plate | 32228322 | 1 | pc | 2019-12-15 |  |  |  | 0
2019-10-14 | OPE19-1096 | 13 | Assembly, Thrust pin | 32218406 | 2 | pc | 2019-12-15 |  |  |  | 0
2019-10-14 | OPE19-1096 | 14 | Seal. Oil | 32498958 | 2 | pc | 2019-12-15 |  |  |  | 0
2019-10-14 | OPE19-1096 | 15 | Main Bearing Spacer | 30218457 | 1 | pc | 2019-12-15 |  |  |  | 0
Spare Parts for Starting Air Compressor
2019-10-14 | OPE19-1097 | 1 | Kit, Filter ( Request for itemized list from supplier) | 32166787 | 2 | set | 2019-12-15 |  |  |  | 0
2019-10-14 | OPE19-1097 | 2 | Kit, Valve / gasket ( Request for itemized list from supplier) | 32133951 | 2 | set | 2019-12-15 |  |  |  | 0
2019-10-14 | OPE19-1097 | 3 | Kit, Ring / gasket ( Request for itemized list from supplier) | 32133969 | 2 | set | 2019-12-15 |  |  |  | 0
2019-10-14 | OPE19-1097 | 4 | Kit, Bearing / connecting rod ( Request for itemized list from supplier) | 32127516 | 2 | set | 2019-12-15 |  |  |  | 0
2019-10-14 | OPE19-1097 | 5 | Kit, Gasket ( Request for itemized list from supplier) | 30423339 | 2 | set | 2019-12-15 |  |  |  | 0
2019-10-14 | OPE19-1097 | 6 | Kit, Overhaul ( Request for itemized list from supplier) |  | 2 | set | 2019-12-15 |  |  |  | 0
2019-10-14 | OPE19-1097 | 7 | Valve, 35GA - complete | 37004827 | 1 | pc | 2019-12-15 |  |  |  | 0
2019-10-14 | OPE19-1097 | 8 | Assembly, Piston / pin - 3" - 2nd stage | 30292460 | 1 | pc | 2019-12-15 |  |  |  | 0
2019-10-14 | OPE19-1097 | 9 | Cylinder, Air - 1.625" | 37128675 | 1 | pc | 2019-12-15 |  |  |  | 0
2019-10-14 | OPE19-1097 | 10 | Cylinder, Air - 3" | 37128725 | 1 | pc | 2019-12-15 |  |  |  | 0
2019-10-14 | OPE19-1097 | 11 | Cylinder, Air - 5.5" | 37128832 | 1 | pc | 2019-12-15 |  |  |  | 0
2019-10-14 | OPE19-1097 | 12 | Cap assembly, crankpin | 30210272 | 1 | pc | 2019-12-15 |  |  |  | 0
2019-10-14 | OPE19-1097 | 13 | Plug, Oil filler - complete | 30289003 | 6 | pcs | 2019-12-15 |  |  |  | 0
2019-10-14 | OPE19-1097 | 14 | Pin assembly, thrust | 32028706 | 2 | pcs | 2019-12-15 |  |  |  | 0
2019-10-14 | OPE19-1097 | 15 | Switch, Low oil level | 32201527 | 2 | pcs | 2019-12-15 |  |  |  | 0
2019-10-14 | OPE19-1097 | 16 | Seal. Oil | 32204562 | 2 | pcs | 2019-12-15 |  |  |  | 0
2019-10-14 | OPE19-1097 | 17 | Pressure Gauge 100 PSIG | 32127896 | 2 | pcs | 2019-12-15 |  |  |  | 0
2019-10-14 | OPE19-1097 | 18 | Pressure Gauge 300 PSIG | 32013898 | 2 | pcs | 2019-12-15 |  |  |  | 0
Replacement of Worn-Out and Damaged Oil Gauging/Sounding Tapes
2019-10-10 | OPE19-1098 | 1 | Oil Gauging Tape Make: LUFKIN Description: Atlas Stainless Steel, US Tape Brand - Etched Stainless Steel Innage Tapes Width: 1/2 inch or 13 mm Length: 50 feet or 15 meters Graduation: Feet, Inches & 1/8ths / Meters & mm Complete with: Plumb Bob Length: 6 inches Graduation: Inch & 1/8ths / Meters & mm Description: Brass, graduated every millimeter Note: or Any Brand with Equivalent Specifications, preferrably with engraved tape graduation |  | 2 |  | 2019-12-15 |  |  |  | 0
Spare Parts for LO Separator (Additional)
2019-09-05 | OPE19-1099 | 1 | Solenoid Valve Block Make: GEA Westfalia Separator AG Type: OSC 15-96-067 Manufacture No./Year: 9002-199 / 1999 RPM of Bowl : 11,170 | 0018 6654 000 | 4 | pcs. | 2019-12-15 |  |  |  | 0
Spare Parts for LO Separator. LO SEPARATOR DETAILS Make: GEA Westfalia Separator AG. Type: OSC 15-96-067 Manufacture No./Year: 9002-199 / 1999. RPM of Bowl : 11,170
2019-08-24 | OPE19-1100 | 1 | Belt | 0021 2997 890 | 3 | pcs | 2019-12-15 |  |  |  | 0
2019-08-24 | OPE19-1100 | 2 | Water feed line | 2144 8816 000 | 1 | pc | 2019-12-15 |  |  |  | 0
2019-08-24 | OPE19-1100 | 3 | Non-return valve | 0018 6282 600 | 2 | pcs | 2019-12-15 |  |  |  | 0
2019-08-24 | OPE19-1100 | 4 | Clutch shoe | 0021 2983 950 | 12 | pcs | 2019-12-15 |  |  |  | 0
2019-08-24 | OPE19-1100 | 5 | Sleeve | 2048 3356 020 | 2 | pcs | 2019-12-15 |  |  |  | 0
2019-08-24 | OPE19-1100 | 6 | Rubber-metal cushion | 2048 1074 000 | 3 | pcs | 2019-12-15 |  |  |  | 0
2019-08-24 | OPE19-1100 | 7 | Rubber-metal cushion | 0021 3147 750 | 6 | pcs | 2019-12-15 |  |  |  | 0
2019-08-24 | OPE19-1100 | 8 | Gasket | 0007 2646 750 | 5 | pcs | 2019-12-15 |  |  |  | 0
2019-08-24 | OPE19-1100 | 9 | Gasket | 0007 1943 750 | 10 | pcs | 2019-12-15 |  |  |  | 0
2019-08-24 | OPE19-1100 | 10 | Gasket | 0007 2485 750 | 12 | pcs | 2019-12-15 |  |  |  | 0
2019-08-24 | OPE19-1100 | 11 | Gasket | 0007 1904 750 | 12 | pcs | 2019-12-15 |  |  |  | 0
2019-08-24 | OPE19-1100 | 12 | Gasket | 0007 1936 750 | 6 | pcs | 2019-12-15 |  |  |  | 0
2019-08-24 | OPE19-1100 | 13 | Gasket | 0007 2420 750 | 10 | pcs | 2019-12-15 |  |  |  | 0
2019-08-24 | OPE19-1100 | 14 | Gasket | 0007 2421 750 | 12 | pcs | 2019-12-15 |  |  |  | 0
2019-08-24 | OPE19-1100 | 15 | Gasket | 0007 3469 750 | 12 | pcs | 2019-12-15 |  |  |  | 0
2019-08-24 | OPE19-1100 | 16 | Gasket | 0007 3349 840 | 6 | pcs | 2019-12-15 |  |  |  | 0
2019-08-24 | OPE19-1100 | 17 | Gasket | 0007 3470 750 | 6 | pcs | 2019-12-15 |  |  |  | 0
2019-08-24 | OPE19-1100 | 18 | Gasket | 0007 3153 750 | 10 | pcs | 2019-12-15 |  |  |  | 0
2019-08-24 | OPE19-1100 | 19 | Gasket | 0007 2944 750 | 10 | pcs | 2019-12-15 |  |  |  | 0
2019-08-24 | OPE19-1100 | 20 | Gasket | 0007 1861 750 | 10 | pcs | 2019-12-15 |  |  |  | 0
2019-08-24 | OPE19-1100 | 21 | Gasket | 0007 2608 750 | 10 | pcs | 2019-12-15 |  |  |  | 0
2019-08-24 | OPE19-1100 | 22 | Gasket | 0007 3348 840 | 6 | pcs | 2019-12-15 |  |  |  | 0
2019-08-24 | OPE19-1100 | 23 | Gasket | 0007 2572 750 | 6 | pcs | 2019-12-15 |  |  |  | 0
2019-08-24 | OPE19-1100 | 24 | Gasket | 0007 2393 750 | 3 | pcs | 2019-12-15 |  |  |  | 0
2019-08-24 | OPE19-1100 | 25 | Gasket | 0007 2599 750 | 3 | pcs | 2019-12-15 |  |  |  | 0
2019-08-24 | OPE19-1100 | 26 | Gasket | 0007 2601 750 | 6 | pcs | 2019-12-15 |  |  |  | 0
2019-08-24 | OPE19-1100 | 27 | Gasket | 0007 2839 750 | 3 | pcs | 2019-12-15 |  |  |  | 0
Installation of Flow Meter at Cooling Tower Basin for Blowdown Monitoring
2019-07-24 | OPE19-1101 | 1 | Water Flow Meter, flange type connection, 2" diameter |  | 2 | units | 2019-11-30 |  |  |  | 0
Installation of Piping in HFO Recovery (Mitsubishi SJ600 Purifier)
2019-03-05 | OPE19-1102 | 1 | Electrode, Welding, 1/8" x E7018 |  | 10 | kls. | 2019-11-20 | Cancelled | Bacolod Triumph Hardware (Main Branch) | 2019-11-14 | 0
Replacement Starting Air Isolation Valve
2019-07-24 | OPE19-1103 | 1 | Stainless Steel Ball Valve Specification: Split body design, class 300 (300 lbs rating) Flange type connection, 3" diameter, with built-in actuator mounting pad Brand: KITZ or w/ Equivalent Specifications Fluid: Compressed Air Operating Pressure: 30 Bars (3 MPA) Built-In Flange: No. of Holes: 8 Length (Flange to Flange): approx. 280 mm Flange Thickness: approx. 28 mm |  | 5 | units | 2019-12-15 |  |  |  | 0
2019-07-24 | OPE19-1103 | 2 | Pneumatic Actuator Specification: Double action or double acting control Mode: Air-To-Open (actuator mounting intended for item #1) Brand: KITZ or w/ Equivalent Specifications |  | 5 | units | 2019-12-15 |  |  |  | 0
Replacement for Defective Engine Air Cooler #1
2019-07-19 | OPE19-1104 | 1 | Air Cooler Make: GEA No. of Holes: 322 round Materials: Tubes - Copper, Flange - Cast Type: 100/23/14/4 ESF DK51 Shell Side Operating Pressure: 3.5 bars Allowable Operating Pressure: 4.0 bars Test Over Pressure: 6.0 bars Content: 125 liters |  | 2 | assy. | 2019-12-30 |  |  |  | 0
Replacement Alarm Indicator for Lube Oil Purifiers
2019-07-19 | OPE19-1105 | 1 | Revolving Warning Light Specification: Rotating parabolic reflector Dome: Weather resistant and light translucent acrylic resin CE Compliance: 24V DC Color: Red Diameter: 100mm Operating Voltage: 24V DC Function: Rotating Mounting: Direct mounting Body Style: Round Body Color: Red Globe Material: Acrylic Resin |  | 5 | units | 2019-11-15 |  |  |  | 0
Operations and Maintenance Consumables
2019-10-07 | OPE19-1106 | 1 | Diesel |  | 40 | liters | 2019-12-02 |  |  |  | 0
2019-10-07 | OPE19-1106 | 2 | Kerosene |  | 20 | liters | 2019-12-02 |  |  |  | 0
2019-10-07 | OPE19-1106 | 3 | Acetylene |  | 2 | cyl/s | 2019-12-02 | POPE19-1106-1149POPE19-1106-1151POPE19-1106-1273 | Bacolod Oxygen Acetylene Gas Corp.Bacolod Oxygen Acetylene Gas Corp.Bacolod Oxygen Acetylene Gas Corp. | 2019-12-042019-12-042020-01-14 | 1.1 | COD
2019-10-07 | OPE19-1106 | 4 | Oxygen |  | 4 | cyl/s | 2019-12-02 | POPE19-1106-1150 | Central Gas Corporation (CEGASCO) | 2019-12-04 | 800 | COD
2019-10-07 | OPE19-1106 | 5 | Multi-purpose Penetrant, WD-40, 382 mL |  | 4 | cans | 2019-12-02 |  |  |  | 0
2019-10-07 | OPE19-1106 | 6 | Cotton Gloves |  | 30 | pairs | 2019-12-02 | POPE19-1106-1076POPE19-1106-1077 | Greenlane Hardware and Construction Supply IncGreenlane Hardware and Construction Supply Inc | 2019-11-212019-11-21 | 0.034203 | COD
2019-10-07 | OPE19-1106 | 7 | Liquid soap, Industrial Use |  | 1 | gallon | 2019-12-02 | POPE19-1106-1093 | SM SUPERMARKET | 2019-11-26 | 219.75 | COD
2019-10-07 | OPE19-1106 | 8 | Long Handle Scrubbing Brush, Push Broom with 12" Bristle Brush Head (Brush Head Refillable) |  | 1 | pc | 2019-11-15 | POPE19-1106-1824 | SM SUPERMARKET | 2020-08-17 | 299.75
2019-10-07 | OPE19-1106 | 9 | Tornado Mop with Heavy Duty Mop Head and Handle (Mop Head Refillable) |  | 1 | pc | 2019-12-02 |  |  |  | 0
Electronic Parts/Components Preservation
2019-07-13 | OPE19-1107 | 1 | Silica Gel Dessicant Moisture Absorber Packet |  | 10 | pouches | 2019-11-20 | POPE19-1107-1280 | Ace Hardware Philippines, Inc. - Bacolod Branch | 2020-01-17 | 0
Spare EPC-41 Controller, TRIAC and Water Valve Block
2019-07-08 | OPE19-1116 | 1 | Automatic Discharge Controller, EPC-41 Specifications: 48 VAC ? 10%-15%, 60Hz Five Relay, connected for 48VAC at delivery Built-in automatic fuse, 3.0A |  | 1 | unit | 2019-12-14 |  |  |  | 0
2019-07-08 | OPE19-1116 | 2 | Alfa Laval Heatpac Triac 380 V Part Number: 3183034211 |  | 1 | unit | 2019-12-14 |  |  |  | 0
2019-07-08 | OPE19-1116 | 3 | Water Valve Block Specifications: 48 VAC, 60Hz Connection: G3/4" Water Pressure: 1.5 - 7 bars Media Temperature: 85?C |  | 1 | unit | 2019-12-14 |  |  |  | 0
Replacement of Damaged EPC-41 Controller and TRIAC
2019-07-08 | OPE19-1117 | 1 | Automatic Discharge Controller, EPC-41(HFO) Specifications: 48 VAC ? 10%-15%, 60Hz Five Relay, connected for 48VAC at delivery Built-in automatic fuse, 3.0A |  | 1 | unit | 2019-12-10 |  |  |  | 0
2019-07-08 | OPE19-1117 | 2 | Alfa Laval Heatpac Triac 380 V (LOD) Part Number: 3183034211 |  | 1 | unit | 2019-12-10 |  |  |  | 0
Water Treatment Chemical Dosing
2019-07-11 | OPE19-1120 | 1 | CBD-94 (Iron and Iron Oxide Dispersant) |  | 1 | drum | 2019-11-15 |  |  |  | 0
For Softener Chemical dosing
2019-07-11 | OPE19-1121 | 1 | Industrial Salt |  | 10 | sacks | 2019-11-15 | POPE19-1121-1163 | Arvin International Marketing Inc. | 2019-12-09 | 2250 | COD
Operations and Maintenance Consumable
2019-11-12 | OPE19-1123 | 1 | Rags, Cotton |  | 10 | kgs | 2019-11-29 | POPE19-1123-1068POPE19-1123-1101 | Procolors T-Shirts PrintingProcolors T-Shirts Printing | 2019-11-162019-11-26 | 250.275
Additional Materials for Water Valve Block at HFO Recovery Purifier
2019-11-14 | OPE19-1126 | 1 | Patente, Union, GI, 3/4" |  | 4 | pcs | 2019-11-18 | POPE19-1126-1134 | Golden Gate Hardware | 2019-12-03 | 720 | 30 days PDC
2019-11-14 | OPE19-1126 | 2 | Elbow, GI, Short Radius, 1" x 90?, Female Threaded |  | 9 | pcs | 2019-11-18 | POPE19-1126-1134 | Golden Gate Hardware | 2019-12-03 | 540 | 30 days PDC
2019-11-14 | OPE19-1126 | 3 | Reducer Adapter, GI, 1" (Male Threaded) x 3/4" (Female Threaded) as per sample |  | 6 | pcs | 2019-11-18 | POPE19-1126-1134 | Golden Gate Hardware | 2019-12-03 | 270 | 30 days PDC
2019-11-14 | OPE19-1126 | 4 | Coupling, GI, 3/4", Female Threaded |  | 3 | pcs | 2019-11-18 | POPE19-1126-1135 | Liberty First Enterprises | 2019-12-03 | 108 | 30 days PDC
2019-11-14 | OPE19-1126 | 5 | Tape, PTFE, Industrial, 3/4", (Teflon) |  | 5 | rolls | 2019-11-18 | POPE19-1126-1137 | Visayan Construction Supply | 2019-12-03 | 75
Installation of Piping in Lube oil Recovery (Westfalia Purifier).
2019-03-05 | OPE19-1127 | 1 | Valve, Check, 2" |  | 1 | piece | 2019-10-31 | POPE19-1127-1062 | Golden Gate Hardware | 2019-11-15 | 2250
Installation of Piping for HFO Recovery (SJ600 Purifier)
2019-11-14 | OPE19-1128 | 1 | Flow Meter, Capacity: 16.6.83.3 L/Min, Temperature Cap.: 150 deg C, Pressure Cap.: 10kg/cm2 |  | 1 | unit | 2019-11-16 |  |  |  | 0
Replacement of Busted Light Bulbs and Spare Bulbs for Engine Auxiliary Area Lighting
2019-11-15 | OPE19-1133 | 1 | Bulb, LED, Daylight, 35 Watts, Input Voltage: AC 180-265V 50/60 Hz |  | 6 | pcs | 2019-11-23 | POPE19-1133-1292 | Yousave Electrical Supply | 2020-01-27 | 3696 | COD
Additional Materials for Connection of Pump & PVC Riser Pipe and Discharge Line of Deep Well
2019-11-18 | OPE19-1138 | 1 | Coupling, Branch Type, Femal Full Thread, 3" (as per sample) |  | 1 | pc | 2019-11-18 | POPE19-1138-1071POPE19-1138-1073 | New Yutek Hardware and Industrial Supply CorporationGolden Gate Hardware | 2019-11-202019-11-20 | 0.45 | 30 days PDC
2019-11-18 | OPE19-1138 | 2 | Mechanical Coupler, 3" |  | 1 | pc | 2019-11-20 | POPE19-1138-1072 | New Yutek Hardware and Industrial Supply Corporation | 2019-11-20 | 1900 | 30 days PDC
Operations and Maintenance Consumables
2019-11-23 | OPE19-1143 | 1 | Disc, Cutting, 4" x 3/32" x 5/8" (Tyrolit 41 A30Q-BF) |  | 2 | boxes | 2019-11-30 | Cancelled | Visayan Construction Supply | 2019-11-25 | 0 | COD
Modification of Pipelines DuringTransfer of Lube Oil Circulating Pumps From Sump to Ground Floor Level
2019-11-25 | OPE19-1145 | 1 | Elbow, 90?, BI, Seamless, 1 1/2" |  | 10 | pcs | 2019-12-07 | POPE19-1145-2182 | Golden Gate Hardware | 2020-12-07 | 650 | COD
2019-11-25 | OPE19-1145 | 2 | Flange, Slip-on, BI, Class 150, 1 1/2" |  | 8 | pcs | 2019-12-07 | POPE19-1145-2182 | Golden Gate Hardware | 2020-12-07 | 1440 | COD
2019-11-25 | OPE19-1145 | 3 | Acetylene |  | 1 | cyl/s | 2019-12-07 |  |  |  | 0
2019-11-25 | OPE19-1145 | 4 | Oxygen |  | 2 | cyl/s | 2019-12-07 |  |  |  | 0
2019-11-25 | OPE19-1145 | 5 | Electrode, Welding, E6013, 1/8" x 12" |  | 10 | kgs | 2019-12-07 | POPE19-1145-2061 | Visayan Construction Supply | 2020-10-28 | 950
2019-11-25 | OPE19-1145 | 6 | Electrode, Welding, E6011, 1/8" x 12" |  | 10 | kgs | 2019-12-07 | POPE19-1145-2062 | Visayan Construction Supply | 2020-10-28 | 990
2019-11-25 | OPE19-1145 | 7 | Disc, Cutting, 4" x 3/32" x 5/8" (Tyrolit 41 A30Q-BF) |  | 2 | boxes | 2019-12-07 | POPE19-1145-2058 | Visayan Construction Supply | 2020-10-28 | 4825
2019-11-25 | OPE19-1145 | 8 | Disc, Grinding, 4" x 1/4" x 5/8", (Tyrolit 27 A30Q-BF) |  | 2 | boxes | 2019-12-07 | POPE19-1145-2057 | Greenlane Hardware and Construction Supply Inc | 2020-10-28 | 2037
Additional Materials for Modification of Pipelines DuringTransfer of Lube Oil Circulating Pumps From Sump to Ground Floor Level
2019-11-26 | OPE19-1147 | 1 | Pipe, BI, Seamless, 1/2" |  | 2 | lengths | 2019-12-07 |  |  |  | 0
2019-11-26 | OPE19-1147 | 2 | Elbow, 90?, BI, Seamless, 1 1/2" |  | 20 | pcs | 2019-12-07 |  |  |  | 0
2019-11-26 | OPE19-1147 | 3 | Flange, Slip-on, BI, Class 150, 1 1/2" |  | 22 | pcs | 2019-12-07 |  |  |  | 0
Operations and Maintenance Consumables
2019-11-23 | OPE19-1149 | 1 | Disc, Cutting, 4" x 3/32" x 5/8" (Tyrolit 41 A30Q-BF) |  | 2 | boxes | 2019-11-30 | POPE19-1149-1099 | Visayan Construction Supply | 2019-11-26 | 2412.5 | COD
Installation of Window Glass Holder at Control Room Inner Wall
2019-12-06 | OPE19-1160 | 1 | Bar, Angle, 3/16" x 1" x 1" x 6m long |  | 5 | lgths | 2019-12-12 | Cancelled |  |  | 0
2019-12-06 | OPE19-1160 | 2 | Rivets, Long, Blind, 1/8" x 3/4" |  | 1 | box | 2019-12-12 | Cancelled |  |  | 0
2019-12-06 | OPE19-1160 | 3 | Disc, Cutting, Super Thin, 4" x 0.040" x 5/8" |  | 3 | pcs | 2019-12-12 | Cancelled |  |  | 0
2019-12-06 | OPE19-1160 | 4 | Drill Bit, Metal, 1/8" |  | 3 | pcs | 2019-12-12 | Cancelled |  |  | 0
2019-12-06 | OPE19-1160 | 5 | Gloves, Cotton |  | 2 | pairs | 2019-12-12 | Cancelled |  |  | 0
2019-12-06 | OPE19-1160 | 6 | Paint, Quik Dry, Enamel, Azure Blue |  | 1 | ltr | 2019-12-12 | Cancelled |  |  | 0
500 R-hrs Preventive Maintenance Requirement
2019-12-16 | OPE19-1164 | 1 | Lubricant, Shell Tellus S2 M68 |  | 1 | pail | 2019-12-21 | POPE19-1164-1221 | VCY Sales Corporation (Lubricants) | 2019-12-26 | 2925.67 | 30 days PDC
2019-12-16 | OPE19-1164 | 2 | Diesel Oil |  | 20 | liters | 2019-12-21 | POPE19-1164-1214 | Sum-ag Petron Gas Station | 2019-12-18 | 805 | COD
2019-12-16 | OPE19-1164 | 3 | Kerosene |  | 20 | liters | 2019-12-21 | POPE19-1164-1214 | Sum-ag Petron Gas Station | 2019-12-18 | 944 | COD
2019-12-16 | OPE19-1164 | 4 | Penetrant, Multi Use, WD-40, Net Content: 382 mL / 311G / 12.9 FL.OZ |  | 3 | cans | 2019-12-21 | POPE19-1164-1207 | C. Y. Ong Multi-Distributor | 2019-12-17 | 630
2019-12-16 | OPE19-1164 | 5 | Gasket Maker, Red High Temp RTV Silicone, ? 300 ?C |  | 1 | pc | 2019-12-21 | POPE19-1164-1285 | Simplex Industrial Corp. | 2020-01-23 | 0
2019-12-16 | OPE19-1164 | 6 | Tape, Teflon, 3/4" x 10 meters, PTFE Seal Tape |  | 5 | pcs | 2019-12-21 | POPE19-1164-1208 | Visayan Construction Supply | 2019-12-17 | 75
2019-12-16 | OPE19-1164 | 7 | Bulb, LED, Daylight, 14 Watts, Input Voltage: AC 180-265V 50/60 Hz |  | 2 | pcs | 2019-12-21 | POPE19-1164-1235POPE19-1164-1239 | Jas't Marketing Co.Jas't Marketing Co. | 2020-01-062020-01-06 | 0.87401 | COD
2019-12-16 | OPE19-1164 | 8 | Brush, Paint, 2" |  | 2 | pcs | 2019-12-21 | POPE19-1164-1212 | Greenlane Hardware and Construction Supply Inc | 2019-12-17 | 25
2019-12-16 | OPE19-1164 | 9 | Rags, Cotton |  | 10 | kgs | 2019-12-21 | POPE19-1164-1206 | Procolors T-Shirts Printing | 2019-12-17 | 500
2019-12-16 | OPE19-1164 | 10 | Gloves, Knitted Cotton |  | 30 | pairs | 2019-12-21 | POPE19-1164-1209 | Greenlane Hardware and Construction Supply Inc | 2019-12-17 | 343.5
2019-12-16 | OPE19-1164 | 11 | Soap, Liquid, Industrial |  | 1 | gallon | 2019-12-21 | POPE19-1164-1224POPE19-1164-1350 | TMVG Multi-Sales, Inc.TMVG Multi-Sales, Inc. | 2020-01-022020-02-12 | 1120.0112 | COD
2019-12-16 | OPE19-1164 | 12 | Lugs, Terminal, Ring Type, AWG #14 |  | 50 | pcs | 2019-12-21 | POPE19-1164-1235POPE19-1164-1239 | Jas't Marketing Co.Jas't Marketing Co. | 2020-01-062020-01-06 | 0.003003 | COD
2019-12-16 | OPE19-1164 | 13 | Lugs, Terminal, Ring Type, AWG #18 |  | 50 | pcs | 2019-12-21 | POPE19-1164-1235POPE19-1164-1239 | Jas't Marketing Co.Jas't Marketing Co. | 2020-01-062020-01-06 | 0.002002 | COD
2019-12-16 | OPE19-1164 | 14 | Lugs, Terminal, Fork Type, AWG #20 |  | 50 | pcs | 2019-12-21 |  |  |  | 0 | COD
2019-12-16 | OPE19-1164 | 15 | Cleaner, Stator Winding, Medium Dry |  | 3 | liters | 2019-12-21 |  |  |  | 0
2019-12-16 | OPE19-1164 | 16 | Cleaner, Contact, Specialist Fast Drying, WD 40, 360 mL |  | 1 | can | 2019-12-21 | POPE19-1164-1282 | Visayan Construction Supply | 2020-01-17 | 310 | COD
2019-12-16 | OPE19-1164 | 17 | Adhesive Tape, Rubber, Self Bonding Electrical Tape, 3M Scotch 23 |  | 1 | pc | 2019-12-21 | POPE19-1164-1235POPE19-1164-1239 | Jas't Marketing Co.Jas't Marketing Co. | 2020-01-062020-01-06 | 0.213 | COD
2019-12-16 | OPE19-1164 | 18 | Adhesive Tape, Electrical, Vinyl, 0.16mm x 19mm x 16m |  | 10 | pcs | 2019-12-21 | POPE19-1164-1211POPE19-1164-1236 | HKL Enterprises IncorporatedHKL Enterprises Incorporated | 2019-12-172020-01-06 | 350.028 | COD
2019-12-16 | OPE19-1164 | 19 | Tie, Mounting, 1/2" x 1/2" |  | 1 | pack | 2019-12-21 | POPE19-1164-1235POPE19-1164-1239 | Jas't Marketing Co.Jas't Marketing Co. | 2020-01-062020-01-06 | 0.4 | COD
2019-12-16 | OPE19-1164 | 20 | Tie, Spiral, 1/2" |  | 1 | meter | 2019-12-21 | POPE19-1164-1235POPE19-1164-1239 | Jas't Marketing Co.Jas't Marketing Co. | 2020-01-062020-01-06 | 0.11401 | COD
2019-12-16 | OPE19-1164 | 21 | Tie, Cable, 150mm x 5mm |  | 1 | pack | 2019-12-21 | POPE19-1164-1235POPE19-1164-1239 | Jas't Marketing Co.Jas't Marketing Co. | 2020-01-062020-01-06 | 0.080008 | COD
2019-12-16 | OPE19-1164 | 22 | Tie, Cable, 250mm x 3.6mm |  | 1 | pack | 2019-12-21 | POPE19-1164-1235POPE19-1164-1239 | Jas't Marketing Co.Jas't Marketing Co. | 2020-01-062020-01-06 | 0.19952 | COD
2019-12-16 | OPE19-1164 | 23 | Insulation, Spaghetti Tube, 1/8" |  | 1 | foot | 2019-12-21 | POPE19-1164-1237 | HKL Enterprises Incorporated | 2020-01-06 | 0 | COD
2019-12-16 | OPE19-1164 | 24 | Paper, Abrasive, Grit 800 |  | 1 | sheet | 2019-12-21 |  |  |  | 0
500 R-hrs Preventive Maintenance Requirement
2019-12-16 | OPE19-1166 | 1 | Lubricant, Shell Tellus S2 M68 |  | 1 | pail | 2019-12-21 | Cancelled |  |  | 0
2019-12-16 | OPE19-1166 | 2 | Diesel Oil |  | 20 | liters | 2019-12-21 | Cancelled |  |  | 0
2019-12-16 | OPE19-1166 | 3 | Kerosene |  | 20 | liters | 2019-12-21 | Cancelled |  |  | 0
2019-12-16 | OPE19-1166 | 4 | Penetrant, Multi Use, WD-40, Net Content: 382 mL / 311G / 12.9 FL.OZ |  | 3 | cans | 2019-12-21 | Cancelled |  |  | 0
2019-12-16 | OPE19-1166 | 5 | Gasket Maker, Red High Temp RTV Silicone, ? 300 ?C |  | 1 | pc | 2019-12-21 | Cancelled |  |  | 0
2019-12-16 | OPE19-1166 | 6 | Tape, Teflon, 3/4" x 10 meters, PTFE Seal Tape |  | 5 | pcs | 2019-12-21 | Cancelled |  |  | 0
2019-12-16 | OPE19-1166 | 7 | Bulb, LED, Daylight, 14 Watts, Input Voltage: AC 180-265V 50/60 Hz |  | 2 | pcs | 2019-12-21 | Cancelled |  |  | 0
2019-12-16 | OPE19-1166 | 8 | Brush, Paint, 2" |  | 2 | pcs | 2019-12-21 | Cancelled |  |  | 0
2019-12-16 | OPE19-1166 | 9 | Rags, Cotton |  | 10 | kgs | 2019-12-21 | Cancelled |  |  | 0
2019-12-16 | OPE19-1166 | 10 | Gloves, Knitted Cotton |  | 30 | pairs | 2019-12-21 | Cancelled |  |  | 0
2019-12-16 | OPE19-1166 | 11 | Soap, Liquid, Industrial |  | 1 | gallon | 2019-12-21 | Cancelled |  |  | 0
2019-12-16 | OPE19-1166 | 12 | Lugs, Terminal, Ring Type, AWG #14 |  | 50 | pcs | 2019-12-21 | Cancelled |  |  | 0
2019-12-16 | OPE19-1166 | 13 | Lugs, Terminal, Ring Type, AWG #18 |  | 50 | pcs | 2019-12-21 | Cancelled |  |  | 0
2019-12-16 | OPE19-1166 | 14 | Lugs, Terminal, Fork Type, AWG #20 |  | 50 | pcs | 2019-12-21 | Cancelled |  |  | 0
2019-12-16 | OPE19-1166 | 15 | Cleaner, Stator Winding, Medium Dry |  | 3 | liters | 2019-12-21 | Cancelled |  |  | 0
2019-12-16 | OPE19-1166 | 16 | Cleaner, Contact, Specialist Fast Drying, WD 40, 360 mL |  | 1 | can | 2019-12-21 | Cancelled |  |  | 0
2019-12-16 | OPE19-1166 | 17 | Adhesive Tape, Rubber, Self Bonding Electrical Tape, 3M Scotch 23 |  | 1 | pc | 2019-12-21 | Cancelled |  |  | 0
2019-12-16 | OPE19-1166 | 18 | Adhesive Tape, Electrical, Vinyl, 0.16mm x 19mm x 16m |  | 10 | pcs | 2019-12-21 | Cancelled |  |  | 0
2019-12-16 | OPE19-1166 | 19 | Tie, Mounting, 1/2" x 1/2" |  | 1 | pack | 2019-12-21 | Cancelled |  |  | 0
2019-12-16 | OPE19-1166 | 20 | Tie, Spiral, 1/2" |  | 1 | meter | 2019-12-21 | Cancelled |  |  | 0
2019-12-16 | OPE19-1166 | 21 | Tie, Cable, 150mm x 5mm |  | 1 | pack | 2019-12-21 | Cancelled |  |  | 0
2019-12-16 | OPE19-1166 | 22 | Tie, Cable, 250mm x 3.6mm |  | 1 | pack | 2019-12-21 | Cancelled |  |  | 0
2019-12-16 | OPE19-1166 | 23 | Insulation, Spaghetti Tube, 1/8" |  | 1 | foot | 2019-12-21 | Cancelled |  |  | 0
2019-12-16 | OPE19-1166 | 24 | Paper, Abrasive, Grit 800 |  | 1 | sheet | 2019-12-21 | Cancelled |  |  | 0
500 R-hrs Preventive Maintenance Requirement
2019-11-12 | OPE19-1170 | 1 | Check Valve, 150 lbs Rating, Flange Type, Cast Steel, 8" |  | 3 | units | 2019-12-20 | POPE19-1170-1218POPE19-1170-1223 | Golden Gate HardwareGolden Gate Hardware | 2019-12-192020-01-02 | 42021.0042 | 30 days PDC
Replacement of Defective Pressure Gauge
2019-12-18 | OPE19-1172 | 1 | Pressure Gauge 0-10 BAR/PSI, 3 1/2" Dial Face Size, 1/2" NPT Bottom Connection, Dual Scale BAR/PSI, Liquid Filled, SS 316 Tube/Socket/Case, Glass Window |  | 5 | pcs | 2019-12-27 |  |  |  | 0
Repair of Water Seepage at DG 1&2 Sump Pit Area
2019-12-27 | OPE19-1174 | 1 | Cement, Portland |  | 2 | bags | 2020-01-09 |  |  |  | 0
2019-12-27 | OPE19-1174 | 2 | Cement, Waterproofing, Brand: Sahara |  | 2 | sachets | 2020-01-09 |  |  |  | 0
2019-12-27 | OPE19-1174 | 3 | Epoxy, Concrete |  | 1 | ltr | 2020-01-09 |  |  |  | 0
500 R-hrs Preventive Maintenance Requirement
2019-12-16 | OPE20-1179 | 1 | Insulation, Spaghetti Tube, 1/8" |  | 1 | meter | 2020-01-20 | POPE20-1179-1247 | HKL Enterprises Incorporated | 2020-01-07 | 0 | COD
Cleaning and Repainting of Raw Water Storage Tank Roof
2020-01-07 | OPE20-1180 | 1 | Paint, Primer, Epoxy, Gray |  | 1 | gal | 2020-01-20 | Cancelled |  |  | 0
2020-01-07 | OPE20-1180 | 2 | Converter, Rust, Brand: Turco |  | 1 | gal | 2020-01-20 | Cancelled |  |  | 0
2020-01-07 | OPE20-1180 | 3 | Thinner, Paint |  | 1 | gal | 2020-01-20 | Cancelled |  |  | 0
2020-01-07 | OPE20-1180 | 4 |  |  | 1 | gal | 2020-01-20 | Cancelled |  |  | 0
2020-01-07 | OPE20-1180 | 5 | Brush, Roller, Refill, 4" |  | 6 | pcs | 2020-01-20 | Cancelled |  |  | 0
2020-01-07 | OPE20-1180 | 6 | Brush, Cup, Twisted, M10 x 1.25mm, 3" |  | 2 | pcs | 2020-01-20 | Cancelled |  |  | 0
Cleaning and Repainting of Raw Water Storage Tank Roof
2020-01-07 | OPE20-1182 | 1 | Paint, Primer, Epoxy, Gray |  | 1 | gal | 2020-01-20 | POPE20-1182-1500 | Bacolod Paint Marketing | 2020-03-13 | 570
2020-01-07 | OPE20-1182 | 2 | Converter, Rust, Brand: Turco |  | 1 | gal | 2020-01-20 | POPE20-1182-1746 | Sugarland Hardware Corp. | 2020-08-04 | 290
2020-01-07 | OPE20-1182 | 3 | Thinner, Paint |  | 1 | gal | 2020-01-20 | POPE20-1182-1501 | Greenlane Hardware and Construction Supply Inc | 2020-03-13 | 240
2020-01-07 | OPE20-1182 | 4 | Paint, Epoxy Enamel Top Coat, Green |  | 1 | gal | 2020-01-20 | POPE20-1182-1747 | Bacolod Paint Marketing | 2020-08-04 | 850 | 15 days PDC
2020-01-07 | OPE20-1182 | 5 | Brush, Roller, Refill, 4" |  | 6 | pcs | 2020-01-20 | POPE20-1182-1502 | Greenlane Hardware and Construction Supply Inc | 2020-03-13 | 132
2020-01-07 | OPE20-1182 | 6 | Brush, Cup, Twisted, M10 x 1.25mm, 3" |  | 2 | pcs | 2020-01-20 | POPE20-1182-1507 | Greenlane Hardware and Construction Supply Inc | 2020-08-19 | 199 | COD
Additional Consumables for Engine Alignment and Grouting (Additional to PR-007-2020)
2020-01-13 | OPE20-1187 | 1 | Disc, Cutting, 4" x 3/32" x 5/8" (Tyrolit 41 A30Q-BF) |  | 10 | pcs | 2020-01-15 | POPE20-1187-2055 | Visayan Construction Supply | 2020-10-28 | 0
2020-01-13 | OPE20-1187 | 2 | Disc, Grinding, 4" x 1/4" x 5/8", (Tyrolit 27 A30Q-BF) |  | 10 | pcs | 2020-01-15 |  |  |  | 0
2020-01-13 | OPE20-1187 | 3 | Cutting Nozzle Tip, #1 |  | 2 | pcs | 2020-01-15 |  |  |  | 0
2020-01-13 | OPE20-1187 | 4 | Dark Glass, #10 |  | 2 | pcs | 2020-01-15 |  |  |  | 0
2020-01-13 | OPE20-1187 | 5 | Clear Glass |  | 2 | pcs | 2020-01-15 |  |  |  | 0
2020-01-13 | OPE20-1187 | 6 | Roller Brush, 4" |  | 4 | pcs | 2020-01-15 |  |  |  | 0
2020-01-13 | OPE20-1187 | 7 | Paper, Abrasive, Grit 600 - Creston Silicon Carbide Abrasive Paper |  | 20 | sheets | 2020-01-15 |  |  |  | 0
2020-01-13 | OPE20-1187 | 8 | Paper, Abrasive, Grit 120 - Creston Silicon Carbide Abrasive Paper |  | 20 | sheets | 2020-01-15 |  |  |  | 0
2020-01-13 | OPE20-1187 | 9 | Penetrant, Multi Use, WD-40, Net Content: 382 mL / 311G / 12.9 FL.OZ |  | 1 | can | 2020-01-15 |  |  |  | 0
2020-01-13 | OPE20-1187 | 10 | Chalkstone |  | 5 | pcs | 2020-01-15 |  |  |  | 0
Replacement Part for Lube Oil Purifier
2020-01-14 | OPE20-1190 | 1 | Sleeve Unit Specifications: Make: GEA Westfalia Model: OSC 15-0136-067, OSC 15-96-067 | 2048-3356-020 | 1 | pc | 2020-01-16 |  |  |  | 0
Operations and Maintenance Consumables
2020-01-15 | OPE20-1195 | 1 | Multicleaner, Uniliq, Water Based |  | 1 | pail | 2020-01-31 |  |  |  | 0
2020-01-15 | OPE20-1195 | 2 | Foam, 6 ft x 3 ft x 2 inch thickness |  | 5 | kgs | 2020-01-31 |  |  |  | 0
2020-01-15 | OPE20-1195 | 3 | Acetylene |  | 1 | cyl | 2020-01-31 |  |  |  | 0
2020-01-15 | OPE20-1195 | 4 | Oxygen |  | 2 | cyls | 2020-01-31 |  |  |  | 0
2020-01-15 | OPE20-1195 | 5 | Electrode, Welding, E6011, 1/8" x 12" |  | 5 | kgs | 2020-01-31 | POPE20-1195-1430 | Visayan Construction Supply | 2020-03-03 | 495
2020-01-15 | OPE20-1195 | 6 | Electrode, Welding, E7018, 1/8" x 12" |  | 3 | kgs | 2020-01-31 | POPE20-1195-1456POPE20-1195-1466 | Visayan Construction SupplyVisayan Construction Supply | 2020-02-282020-03-03 | 0.29703 | 30 days PDC
2020-01-15 | OPE20-1195 | 7 | Electrode, Welding, E304, 3/32" x 12" (Stainless Steel Welding Electrode) |  | 1 | kg | 2020-01-31 | POPE20-1195-1481 | Bacolod Triumph Hardware (Main Branch) | 2020-03-12 | 0 | 30 DAYS PDC
2020-01-15 | OPE20-1195 | 8 | Rod, Filler, Bronze, 1/8" |  | 1 | kg | 2020-01-31 | POPE20-1195-1482 | Visayan Construction Supply | 2020-03-05 | 590 | 30 DAYS PDC
2020-01-15 | OPE20-1195 | 9 | Glass, Clear, 2" x 4" |  | 2 | pcs | 2020-01-31 |  |  |  | 0
2020-01-15 | OPE20-1195 | 10 | Glass, Dark , #10 |  | 2 | pcs | 2020-01-31 |  |  |  | 0
2020-01-15 | OPE20-1195 | 11 | Disc, Cutting, 4" x 3/32" x 5/8" (Tyrolit 41 A30Q-BF) |  | 1 | box | 2020-01-31 | POPE20-1195-1431 | Visayan Construction Supply | 2020-02-24 | 2412.5
2020-01-15 | OPE20-1195 | 12 | Disc, Grinding, 4" x 1/4" x 5/8", (Tyrolit 27 A30Q-BF) |  | 1 | box | 2020-01-31 | POPE20-1195-1454 | Greenlane Hardware and Construction Supply Inc | 2020-02-28 | 1018.5 | COD
2020-01-15 | OPE20-1195 | 13 | Chalkstone |  | 10 | pcs | 2020-01-31 | POPE20-1195-1448 | Greenlane Hardware and Construction Supply Inc | 2020-02-28 | 40
2020-01-15 | OPE20-1195 | 14 | Diesel Oil |  | 40 | liters | 2020-01-31 | POPE20-1195-1366POPE20-1195-1444 | Sum-ag Petron Gas StationSum-ag Petron Gas Station | 2020-02-182020-02-27 | 746.1486 | COD
2020-01-15 | OPE20-1195 | 15 | Kerosene |  | 20 | liters | 2020-01-31 |  |  |  | 0
2020-01-15 | OPE20-1195 | 16 | Marker, Paint, Industrial - DALO, Color: Yellow |  | 1 | pc | 2020-01-31 | POPE20-1195-1427 | Visayan Construction Supply | 2020-02-24 | 360
2020-01-15 | OPE20-1195 | 17 | Paper, Abrasive, Grit 1000 - Creston Silicon Carbide Abrasive Paper |  | 10 | sheets | 2020-01-31 |  |  |  | 0
2020-01-15 | OPE20-1195 | 18 | Paper, Abrasive, Grit 600 - Creston Silicon Carbide Abrasive Paper |  | 10 | sheets | 2020-01-31 | POPE20-1195-1425 | Visayan Construction Supply | 2020-02-24 | 100
2020-01-15 | OPE20-1195 | 19 | Paper, Abrasive, Grit 300 - Creston Silicon Carbide Abrasive Paper |  | 10 | sheets | 2020-01-31 | POPE20-1195-1464 | Visayan Construction Supply | 2020-03-04 | 100 | COD
2020-01-15 | OPE20-1195 | 20 | Paper, Abrasive, Grit 250 - Creston Silicon Carbide Abrasive Paper |  | 10 | sheets | 2020-01-31 | POPE20-1195-1463POPE20-1195-1479POPE20-1195-1485POPE20-1195-1486 | Greenlane Hardware and Construction Supply IncSGS Hardware CorporationVisayan Construction SupplyVisayan Construction Supply | 2020-02-292020-03-042020-03-062020-03-06 | 0 | COD
2020-01-15 | OPE20-1195 | 21 | Paper, Abrasive, Grit 150 - Creston Silicon Carbide Abrasive Paper |  | 10 | sheets | 2020-01-31 | POPE20-1195-1464 | Visayan Construction Supply | 2020-03-04 | 100 | COD
2020-01-15 | OPE20-1195 | 22 | Stone, Sharpening, Carborandum 108 "S" Combination Silicon Carbide |  | 1 | pc | 2020-01-31 | POPE20-1195-1451 | SGS Hardware Corporation | 2020-02-28 | 120
2020-01-15 | OPE20-1195 | 23 | Rags, Cotton |  | 10 | kgs | 2020-01-31 | POPE20-1195-1356 | Procolors T-Shirts Printing | 2020-02-17 | 500
2020-01-15 | OPE20-1195 | 24 | Gloves, Knitted Cotton |  | 25 | pairs | 2020-01-31 | POPE20-1195-1426 | Greenlane Hardware and Construction Supply Inc | 2020-02-24 | 286.25
2020-01-15 | OPE20-1195 | 25 | Soap, Liquid, Industrial |  | 1 | gallon | 2020-01-31 | POPE20-1195-1428 | TMVG Multi-Sales, Inc. | 2020-02-24 | 280
2020-01-15 | OPE20-1195 | 26 | Broom |  | 2 | pcs | 2020-01-31 | POPE20-1195-1424 | Belen Store | 2020-02-24 | 90
Installation of Flow Indicator
2020-01-16 | OPE20-1196 | 1 | Flow Indicator, Capacity: 6000 liter/hr | 6051005 | 1 | pc | 2020-01-31 |  |  |  | 0
Installation of Flow Indicator
2020-01-16 | OPE20-1197 | 1 | Flow Indicator, Capacity: 6000 liter/hr | 6051005 | 1 | pc | 2020-01-31 |  |  |  | 0
Jacket Water Recovery System (Additional)
2020-01-23 | OPE20-1211 | 1 | Disc, Grinding, 4" |  | 10 | pcs | 2020-02-13 | POPE20-1211-1381 | Greenlane Hardware and Construction Supply Inc | 2020-02-21 | 1018.5 | COD
2020-01-23 | OPE20-1211 | 2 | Oxygen |  | 2 | cyls | 2020-02-13 | POPE20-1211-1369 | Central Gas Corporation (CEGASCO) | 2020-02-18 | 800
2020-01-23 | OPE20-1211 | 3 | Acetylene |  | 1 | cyl | 2020-02-13 | POPE20-1211-1370 | Bacolod Oxygen Acetylene Gas Corp. | 2020-02-18 | 1100
2020-01-23 | OPE20-1211 | 4 | Tank, Plastic, 5000 Liter Capacity |  | 1 | pc | 2020-02-13 |  |  |  | 0
Additional Materials for Installation of Piping in HFO Recovery (Mitsubishi SJ600 Purifier)
2020-01-24 | OPE20-1212 | 1 | Pipe, BI, Seamless, 3/4" diameter, Schedule 40 |  | 1 | lgth | 2020-01-30 | POPE20-1212-2364 | Bacolod Steel Center Corporation | 2021-01-14 | 836 | COD
2020-01-24 | OPE20-1212 | 2 | Elbow, GI, Schedule 40, 3/4" x 90 deg., Female Thread |  | 15 | pcs | 2020-01-30 | POPE20-1212-2365 | Greenlane Hardware and Construction Supply Inc | 2021-01-11 | 270 | 30 days
2020-01-24 | OPE20-1212 | 3 | Coupling, GI, 3/4", Schedule 40, Female Thread |  | 3 | pcs | 2020-01-30 | POPE20-1212-2365 | Greenlane Hardware and Construction Supply Inc | 2021-01-11 | 36 | 30 days
Replacement Light Bulb Sockets
2020-02-06 | OPE20-1227 | 1 | Heavy Duty Weatherproof Rubber Socket |  | 20 | pcs | 2020-02-20 | POPE20-1227-1690 | HKL Enterprises Incorporated | 2020-07-20 | 1700
2020-02-06 | OPE20-1227 | 2 | Adhesive Tape, Electrical, Vinyl, 0.16mm x 19mm x 16m |  | 5 | rolls | 2020-02-20 | POPE20-1227-1689 | Visayan Construction Supply | 2020-07-20 | 195
Replacement of Damaged EPC-41 Controller Card and TRIAC (Supersede PR-375-2019)
2020-02-07 | OPE20-1231 | 1 | Automatic Discharge Controller Card, EPC-41, Specifications: 48 VAC ? 10%-15%, 60Hz, Five Relay, connected for 48VAC at delivery, Built-in automatic fuse, 3.0A |  | 1 | unit | 2020-02-21 |  |  |  | 0
2020-02-07 | OPE20-1231 | 2 | Alfa Laval Heatpac Triac 380 V, Part Number: 3183034211 |  | 1 | unit | 2020-02-21 |  |  |  | 0
Replacement Parts for Soft Water Pump
2019-05-28 | OPE20-1238 | 1 | Oil seal, A16157 |  | 2 | pcs | 2020-02-20 |  |  |  | 0
2019-05-28 | OPE20-1238 | 2 | O-ring , as per sample |  | 2 | pcs | 2020-02-20 | POPE20-1238-1429 | CAR-V Industrial Sales | 2020-02-24 | 24
2019-05-28 | OPE20-1238 | 3 | O-ring , as per sample |  | 2 | pcs | 2020-02-20 | POPE20-1238-1429 | CAR-V Industrial Sales | 2020-02-24 | 36
Preventive Maintenance Consumables for Heavy Fuel Oil Purifier
2020-02-20 | OPE20-1240 | 1 | Multicleaner, Uniliq, Water Based |  | 1 | pail | 2020-04-01 |  |  |  | 0
2020-02-20 | OPE20-1240 | 2 | Diesel Oil |  | 20 | liters | 2020-04-01 |  |  |  | 0
2020-02-20 | OPE20-1240 | 3 | Lubricant, Gear Box Oil, Shell Omala S2 G220 |  | 1 | pail | 2020-04-01 |  |  |  | 0
2020-02-20 | OPE20-1240 | 4 | Rags, Cotton |  | 4 | kgs | 2020-04-01 |  |  |  | 0
2020-02-20 | OPE20-1240 | 5 | Pad, Scouring, Scotch Brite, 95mmx150mm |  | 4 | pcs | 2020-04-01 |  |  |  | 0
Preventive Maintenance Consumables for Lube Oil Separator
2020-02-20 | OPE20-1241 | 1 | Multicleaner, Uniliq, Water Based |  | 1 | pail | 2020-03-06 |  |  |  | 0
2020-02-20 | OPE20-1241 | 2 | Diesel Oil |  | 50 | liters | 2020-03-06 | POPE20-1241-1504POPE20-1241-1508POPE20-1241-1521 | Sum-ag Petron Gas StationMTG Gasoline Service StationRM Shell | 2020-03-172020-03-192020-05-19 | 0 | COD
2020-02-20 | OPE20-1241 | 3 | Lubricant, Gear Box Oil, Shell Omala S2 G220 |  | 2 | pails | 2020-03-06 | POPE20-1241-1503 | VCY Sales Corporation (Lubricants) | 2020-03-16 | 6802.32 | 30 days PDC
2020-02-20 | OPE20-1241 | 4 | Rags, Cotton |  | 10 | kgs | 2020-03-06 | POPE20-1241-1498 | Procolors T-Shirts Printing | 2020-03-13 | 250
2020-02-20 | OPE20-1241 | 5 | Pad, Scouring, Scotch Brite, 95mmx150mm |  | 10 | pcs | 2020-03-06 | POPE20-1241-1506 | K-Mart | 2020-03-17 | 308.4
Preventive Maintenance Consumables for Control Air Compressor
2020-02-20 | OPE20-1242 | 1 | Diesel Oil |  | 10 | liters | 2020-04-01 |  |  |  | 0
2020-02-20 | OPE20-1242 | 2 | Lubricant, Shell Corena S4 P100 |  | 10 | liters | 2020-04-01 |  |  |  | 0
2020-02-20 | OPE20-1242 | 3 | Rags, Cotton |  | 4 | kgs | 2020-04-01 |  |  |  | 0
2020-02-20 | OPE20-1242 | 4 | Gloves, Cotton, Knitted |  | 8 | pairs | 2020-04-01 |  |  |  | 0
Preventive Maintenance Consumables for Starting Air Compressor
2020-02-20 | OPE20-1243 | 1 | Diesel Oil |  | 25 | liters | 2020-04-01 |  |  |  | 0
2020-02-20 | OPE20-1243 | 2 | Lubricant, Shell Corena S4 P100 |  | 1 | pail | 2020-04-01 |  |  |  | 0
2020-02-20 | OPE20-1243 | 3 | Rags, Cotton |  | 10 | kgs | 2020-04-01 |  |  |  | 0
2020-02-20 | OPE20-1243 | 4 | Gloves, Knitted Cotton |  | 20 | pairs | 2020-04-01 |  |  |  | 0
Jacket Water Recovery System Supersede to PR-027-2020 Item #4
2020-02-22 | OPE20-1244 | 1 | Tank, Vertical, Plastic, 4000 Liter Capacity Note: Please indicate the tank dimensions in Offer/Proposal |  | 1 | unit | 2020-02-27 |  |  |  | 0
Operations and Maintenance Consumables
2020-03-07 | OPE20-1258 | 1 | Diesel Oil |  | 40 | liters | 2020-03-20 | POPE20-1258-1513POPE20-1258-1519 | Sum-ag Petron Gas StationRM Shell | 2020-05-082020-05-19 | 501.1041 | COD
2020-03-07 | OPE20-1258 | 2 | Bulb, LED, Daylight, 14 Watts, Input Voltage: AC 180-265V 50/60 Hz |  | 2 | pcs | 2020-03-20 | POPE20-1258-1602 | Yousave Electrical Supply | 2020-06-27 | 0 | COD
2020-03-07 | OPE20-1258 | 3 | Rags, Cotton |  | 10 | kgs | 2020-03-20 | POPE20-1258-1581 | Procolors T-Shirts Printing | 2020-06-08 | 500
2020-03-07 | OPE20-1258 | 4 | Belt Dressing, WD-40, 330 ml |  | 1 | can | 2020-03-27 | POPE20-1258-1610 | CAR-V Industrial Sales | 2020-06-19 | 280 | COD
2020-03-07 | OPE20-1258 | 5 | Polish, Metal, A-1 Premium Grade Net Content, 150ml |  | 1 | can | 2020-03-27 |  |  |  | 0
2020-03-07 | OPE20-1258 | 6 | Adhesive, Loctite 495 |  | 1 | bottle | 2020-03-27 | POPE20-1258-1532 | Simplex Industrial Corp. | 2020-05-20 | 385 | COD
2020-03-07 | OPE20-1258 | 7 | Gloves, Knitted Cotton |  | 25 | pairs | 2020-03-27 | POPE20-1258-1524 | Greenlane Hardware and Construction Supply Inc | 2020-05-20 | 286.25
2020-03-07 | OPE20-1258 | 8 | Penetrant, Multi Use, WD-40, Net Content: 382 mL / 311G / 12.9 FL.OZ |  | 2 | cans | 2020-03-27 | POPE20-1258-1515 | C. Y. Ong Multi-Distributor | 2020-05-19 | 420
2020-03-07 | OPE20-1258 | 9 | Brush, Steel |  | 2 | pcs | 2020-03-27 | POPE20-1258-1528 | Greenlane Hardware and Construction Supply Inc | 2020-05-20 | 30 | COD
2020-03-07 | OPE20-1258 | 10 | Disc, Cutting, 4" x 3/32" x 5/8" (Tyrolit 41 A30Q-BF) |  | 1 | box | 2020-04-03 | POPE20-1258-1557 | Visayan Construction Supply | 2020-05-28 | 2412.5
2020-03-07 | OPE20-1258 | 11 | Disc, Grinding, 4" x 1/4" x 5/8", (Tyrolit 27 A30Q-BF) |  | 1 | box | 2020-04-03 | POPE20-1258-1578 | Greenlane Hardware and Construction Supply Inc | 2020-06-08 | 0
2020-03-07 | OPE20-1258 | 12 | Tape, Teflon, 1/2" x 260", Yellow Gas Line (High Heat) PTFE Pipe Thread Seal Tape |  | 2 | rolls | 2020-04-03 |  |  |  | 0
2020-03-07 | OPE20-1258 | 13 | Soap, Liquid, Industrial |  | 1 | gallon | 2020-04-03 | POPE20-1258-1516 | TMVG Multi-Sales, Inc. | 2020-05-19 | 280
Replacement of Damaged Ultrasonic Cleaner
2020-03-07 | OPE20-1259 | 1 | Ultrasonic Cleaner with Technical Data: Tank Volume: 1300 Liters Internal Dimensions: 1500 x 900 x 900 (mm) Overall Dimensions: 1740 x 1372 x 1480 (mm) Tank Material: Stainless Steel 304 Effective HF-Power: 7200 W / 27 kHz Heating Capacity: 20 kW |  | 1 | unit | 2020-06-30 |  |  |  | 0
Repair and Replacement of Railings at Cooling Tower
2020-03-17 | OPE20-1270 | 1 | Pipe, GI, Sch 40, 1-1/2" x 20ft |  | 20 | lgths | 2020-04-08 | POPE20-1270-1597 | Bacolod Triumph Hardware (Main Branch) | 2020-06-10 | 16426 | COD, Check Payment subject to 3days Clearing
2020-03-17 | OPE20-1270 | 2 | Bolt, Expansion, 3/8" dia. |  | 10 | sets | 2020-04-08 | POPE20-1270-1608 | Visayan Construction Supply | 2020-06-15 | 120 | COD
2020-03-17 | OPE20-1270 | 3 | Converter, Rust, Brand: Turco |  | 1 | gal | 2020-04-08 | POPE20-1270-1601 | Bacolod Paint Marketing | 2020-06-15 | 371 | COD
2020-03-17 | OPE20-1270 | 4 | Brush, Roller, Refill, 4" |  | 5 | pcs | 2020-04-08 | POPE20-1270-1583 | Greenlane Hardware and Construction Supply Inc | 2020-06-08 | 110
2020-03-17 | OPE20-1270 | 5 | Brush, Paint, 2" |  | 1 | pcs | 2020-04-08 | POPE20-1270-1576 | Greenlane Hardware and Construction Supply Inc | 2020-06-08 | 12.5
2020-03-17 | OPE20-1270 | 6 | Gloves, Cotton |  | 12 | pairs | 2020-04-08 | POPE20-1270-1571 | Greenlane Hardware and Construction Supply Inc | 2020-06-08 | 137.4
Repair of Insulation and Cladding at DG 1-3 Exhaust Header
2020-05-07 | OPE20-1282 | 1 | Aluminum Plain Sheet, 4' x 8' x .8 mm |  | 6 | shts | 2020-05-28 | POPE20-1282-1543 | Assistco Energy & Industrial Corporation | 2020-05-21 | 8820 | 30 days PDC
2020-05-07 | OPE20-1282 | 2 | Electrode, Welding, 1/8" x E6011 |  | 5 | kgs | 2020-05-28 | POPE20-1282-1530 | Visayan Construction Supply | 2020-05-20 | 495
2020-05-07 | OPE20-1282 | 3 | Rivets, Long, Blind, 1/8" x 3/4" |  | 1 | box | 2020-05-28 |  |  |  | 0
2020-05-07 | OPE20-1282 | 4 | Drill Bit, Metal, 1/8" |  | 6 | pcs | 2020-05-28 | POPE20-1282-1535 | Visayan Construction Supply | 2020-05-21 | 132 | COD
2020-05-07 | OPE20-1282 | 5 | Gloves, Cotton |  | 12 | prs | 2020-05-28 | POPE20-1282-1523 | Greenlane Hardware and Construction Supply Inc | 2020-05-20 | 137.4
Engine Spare Parts
2020-05-06 | OPE20-1283 | 1 | Safety Valve for Cylinder | 17 | 4 | assembly | 2020-05-20 |  |  |  | 0
2020-05-06 | OPE20-1283 | 2 | Starting Valve | 18 | 4 | assembly | 2020-05-20 |  |  |  | 0
2020-05-06 | OPE20-1283 | 3 | Indicater Valve | 19 | 4 | assembly | 2020-05-20 |  |  |  | 0
2020-05-06 | OPE20-1283 | 4 | Valve Gear | 20 | 2 | assembly | 2020-05-20 |  |  |  | 0
Repainting of HFO Service Circulating Line
2020-05-16 | OPE20-1289 | 1 | Paint, Epoxy Enamel Top Coat, Black |  | 6 | gals | 2020-06-01 |  |  |  | 0
2020-05-16 | OPE20-1289 | 2 | Converter, Rust, Brand: Turco |  | 3 | gals | 2020-06-01 |  |  |  | 0
2020-05-16 | OPE20-1289 | 3 | Thinner, Paint |  | 3 | gals | 2020-06-01 |  |  |  | 0
2020-05-16 | OPE20-1289 | 4 | Gloves, Cotton |  | 8 | pairs | 2020-06-01 |  |  |  | 0
2020-05-16 | OPE20-1289 | 5 | Rags, Cotton |  | 1 | kg | 2020-06-01 |  |  |  | 0
2020-05-16 | OPE20-1289 | 6 | Brush, Roller, Refill, 4" |  | 10 | pcs | 2020-06-01 |  |  |  | 0
2020-05-16 | OPE20-1289 | 7 | Brush, Paint, 4" |  | 4 | pcs | 2020-06-01 |  |  |  | 0
2020-05-16 | OPE20-1289 | 8 | Brush, Cup, Twisted, M10 x 1.25mm, 3" |  | 6 | pcs | 2020-06-01 |  |  |  | 0
2020-05-16 | OPE20-1289 | 9 | Brush, Steel |  | 5 | pcs | 2020-06-01 |  |  |  | 0
Spare Parts For Raw Water Pump
2020-06-06 | OPE20-1299 | 1 | Mechanical Seal, Single Spring Type, Material: Carbon vs Ceramic, Dimensions: 66mm x 48mm x 63mm (OD x ID x Length) |  | 1 | assembly | 2020-07-06 |  |  |  | 0
2020-06-06 | OPE20-1299 | 2 | Ball Bearing, Part No. 3208 ATN9/C3 |  | 2 | pcs | 2020-07-06 |  |  |  | 0
2020-06-06 | OPE20-1299 | 3 | Oil Seal, Flange Grease Seal, Part No. 17387 CR |  | 2 | pcs | 2020-07-06 |  |  |  | 0
Spare Parts For Raw Water Pump (Supersedes PR-111-2020)
2020-06-11 | OPE20-1302 | 1 | Mechanical Seal, Single Spring Type, Material: Carbon vs Ceramic, Dimensions: 66mm x 48mm x 63mm (OD x ID x Length) |  | 2 | units | 2020-07-27 | POPE20-1302-1971 | Kemras Industrial Supply | 2020-09-30 | 0
2020-06-11 | OPE20-1302 | 2 | Ball Bearing | 3208 ATN9/C3 | 2 | pcs | 2020-07-27 |  |  |  | 0
2020-06-11 | OPE20-1302 | 3 | Oil Seal, Flange Grease Seal | 17387 CR | 2 | pcs | 2020-07-27 |  |  |  | 0
2020-06-11 | OPE20-1302 | 4 | Packing, Rubber, 90mmx70mmx2mm |  | 2 | pcs | 2020-07-27 |  |  |  | 0
Replacement of Corroded Mounting Bolts at Cooling Tower Fan Motor
2020-06-22 | OPE20-1315 | 1 | Bolt, Stainless Steel, w/ lock washer, M14 x 40mm x 2.0 Pitch |  | 20 | sets | 2020-06-29 | POPE20-1315-1724 | Cebu Bolt And Screw Sales | 2020-07-25 | 780 | COD
Replacement Alarm Indicator for Lube Oil Purifiers (Supersedes PR-402-2019)
2020-06-25 | OPE20-1321 | 1 | Revolving Warning Light, Rotating Parabolic Reflector w/ Built-in Alarm, CE Compliant, 220V AC, Bulb Color: Yellow |  | 2 | units | 2020-07-15 |  |  |  | 0
Replacement Parts for Spare Raw Water Pump
2020-06-29 | OPE20-1323 | 1 | Mechanical Seal, Single Spring Type, Material: Carbon vs Ceramic, Dimensions: 48mm x 66mm x 63mm (ID x OD x Length) |  | 2 | units | 2020-07-24 | POPE20-1323-2069 | Kemras Industrial Supply | 2020-11-12 | 11300
2020-06-29 | OPE20-1323 | 2 | Ball Bearing | 3208 ATN9/C3 | 2 | pcs | 2020-07-24 |  |  |  | 0
2020-06-29 | OPE20-1323 | 3 | Oil Seal, Flange Grease Seal | 17387 CR | 2 | pcs | 2020-07-24 |  |  |  | 0
2020-06-29 | OPE20-1323 | 4 | Packing, Rubber, 90mmx70mmx2mm |  | 2 | pcs | 2020-07-24 |  |  |  | 0
2020-06-29 | OPE20-1323 | 5 | Eye Bolt, 3/8" x 2", UNC with nut and plain washer |  | 4 | sets | 2020-07-24 | POPE20-1323-1726 | Cebu Bolt And Screw Sales | 2020-07-25 | 104 | COD
Installation of Running Hour Counter
2020-07-04 | OPE20-1328 | 1 | Running Hour Counter Make/Brand: Omron Model: H7ET-NV-H Specfications: Input Signal Voltage 4.5 - 30 V DC |  | 4 | pcs | 2020-07-27 |  |  |  | 0
Bolt And Nut Replacement For Cooling Tower Assembly (Side Panels)
2020-07-07 | OPE20-1330 | 1 | Bolt And Nut With Plain And Lock Washer ,Stainless Steel,Hex Head (M18*75MM*2.0 Pitch) |  | 60 | set | 2020-07-31 | POPE20-1330-1728 | Cebu Bolt And Screw Sales | 2020-09-16 | 0 | 30 days PDC
2020-07-07 | OPE20-1330 | 2 | Bolt And Nut With Plain And Lock Washer,Stainless Steel Hex Head (M16*16MM*2.0 Pitch) |  | 800 | set | 2020-07-31 | POPE20-1330-1728 | Cebu Bolt And Screw Sales | 2020-09-16 | 30400 | 30 days PDC
2020-07-07 | OPE20-1330 | 3 | Bolt,Stainless Steel,Hex Head (M8*18MM*1.25 Pitch) |  | 800 | pcs | 2020-07-31 | POPE20-1330-1728 | Cebu Bolt And Screw Sales | 2020-09-16 | 27 | 30 days PDC
2020-07-07 | OPE20-1330 | 4 | Bolt And Nut With Plain And Lock Washer ,Stainless Steel,Hex Head (M12*50MM*1.75 Pitch) |  | 30 | set | 2020-07-31 | POPE20-1330-1728 | Cebu Bolt And Screw Sales | 2020-09-16 | 0 | 30 days PDC
Operations and Maintenance Consumables
2020-07-09 | OPE20-1336 | 1 | Diesel Oil |  | 40 | liters | 2020-07-31 | POPE20-1336-1830POPE20-1336-1894POPE20-1336-1908POPE20-1336-2002 | RM ShellMTG Gasoline Service StationRM ShellMTG Gasoline Service Station | 2020-08-182020-09-152020-09-152020-10-13 | 0 | COD
2020-07-09 | OPE20-1336 | 2 | Kerosene |  | 20 | liters | 2020-07-31 | POPE20-1336-1831POPE20-1336-1889 | Sum-ag Petron Gas StationSum-ag Petron Gas Station | 2020-08-182020-09-08 | 0.073247 | COD
2020-07-09 | OPE20-1336 | 3 | Acetylene |  | 1 | cylinder | 2020-07-31 | POPE20-1336-1787 | Bacolod Oxygen Acetylene Gas Corp. | 2020-08-10 | 1100
2020-07-09 | OPE20-1336 | 4 | Oxygen |  | 2 | cylinders | 2020-07-31 | POPE20-1336-1788 | Central Gas Corporation (CEGASCO) | 2020-08-10 | 800
2020-07-09 | OPE20-1336 | 5 | Electrode, Welding, E6011, 1/8" x 12" |  | 9 | kgs | 2020-07-31 |  |  |  | 0
2020-07-09 | OPE20-1336 | 6 | Electrode, Welding, E6013, 1/8" x 12" |  | 10 | kgs | 2020-07-31 |  |  |  | 0
2020-07-09 | OPE20-1336 | 7 | Disc, Cutting, 4" x 3/32" x 5/8" (Tyrolit 41 A30Q-BF) |  | 1 | box | 2020-07-31 | POPE20-1336-1957 | Visayan Construction Supply | 2020-09-28 | 2412.5
2020-07-09 | OPE20-1336 | 8 | Disc, Grinding, 4" x 1/4" x 5/8", (Tyrolit 27 A30Q-BF) |  | 1 | box | 2020-07-31 | POPE20-1336-1961 | Greenlane Hardware and Construction Supply Inc | 2020-09-25 | 1018.5
2020-07-09 | OPE20-1336 | 9 | Drill Bit, HSS, 1/8" |  | 6 | pcs | 2020-07-31 | POPE20-1336-1782POPE20-1336-1807 | A-one Industrial SalesVisayan Construction Supply | 2020-08-082020-08-12 | 0.24601
2020-07-09 | OPE20-1336 | 10 | Drill Bit, HSS, 1/4" |  | 3 | pcs | 2020-07-31 | POPE20-1336-1748 | Greenlane Hardware and Construction Supply Inc | 2020-08-04 | 381.75
2020-07-09 | OPE20-1336 | 11 | Penetrant, Multi Use, WD-40, Net Content: 382 mL / 311G / 12.9 FL.OZ |  | 2 | cans | 2020-07-31 | POPE20-1336-1819POPE20-1336-1874 | A-one Industrial SalesAce Hardware Philippines, Inc. - Bacolod Branch | 2020-08-142020-09-01 | 0.43001 | COD
2020-07-09 | OPE20-1336 | 12 | Multipurpose Grease, Petron MP3 |  | 1 | pail | 2020-07-31 | POPE20-1336-1957 | Visayan Construction Supply | 2020-09-28 | 250
2020-07-09 | OPE20-1336 | 13 | Gasket Maker, Red RTV, High Temperature (up to 650 ?F), 85 Grams |  | 2 | tubes | 2020-07-31 | POPE20-1336-2016POPE20-1336-2040 | Ace Hardware Philippines, Inc. - Bacolod BranchAce Hardware Philippines, Inc. - Bacolod Branch | 2020-10-162020-10-23 | 0.15952
2020-07-09 | OPE20-1336 | 14 | Battery, 9 Volts, Energizer |  | 1 | pc | 2020-07-31 | POPE20-1336-1800 | New Llacer Electronics & Electrical Supply | 2020-08-12 | 190
2020-07-09 | OPE20-1336 | 15 | Battery, AA, 1.5 Volts, Energizer |  | 4 | pcs | 2020-07-31 | POPE20-1336-1798 | New Llacer Electronics & Electrical Supply | 2020-08-12 | 196
2020-07-09 | OPE20-1336 | 16 | Battery, AAA, 1.5Volts, Energizer |  | 4 | pcs | 2020-07-31 | POPE20-1336-1799 | New Llacer Electronics & Electrical Supply | 2020-08-12 | 220
2020-07-09 | OPE20-1336 | 17 | Gloves, Knitted Cotton |  | 25 | pairs | 2020-07-31 | POPE20-1336-1789 | Greenlane Hardware and Construction Supply Inc | 2020-08-10 | 286.25
2020-07-09 | OPE20-1336 | 18 | Rags, Cotton |  | 10 | kgs | 2020-07-31 | POPE20-1336-2065 | Procolors T-Shirts Printing | 2020-10-28 | 500
2020-07-09 | OPE20-1336 | 19 | Brush, Paint, 2" |  | 2 | pcs | 2020-07-31 | POPE20-1336-1790 | Greenlane Hardware and Construction Supply Inc | 2020-08-10 | 25
2020-07-09 | OPE20-1336 | 20 | Scraper, Metal, Industrial, 4" |  | 2 | pcs | 2020-07-31 | POPE20-1336-1970 | Visayan Construction Supply | 2020-09-29 | 138 | COD
Housekeeping Tools for Operations
2020-07-11 | OPE20-1339 | 1 | Broom, Whisk, Baguio |  | 1 | pc | 2020-07-17 |  |  |  | 0
2020-07-11 | OPE20-1339 | 2 | Broom, Whisk, Lanot |  | 1 | pc | 2020-07-17 |  |  |  | 0
Lube Oil Transfer/Mobile Pump Hose.
2019-09-17 | OPE20-1344 | 1 | Plastic Braided Hose, 1 1/4" diameter |  | 10 | meters | 2020-07-30 | POPE20-1344-1715 | Visayan Construction Supply | 2020-07-21 | 1500
Roof Replacement of Raw Water Pump Shed
2020-07-20 | OPE20-1351 | 1 | Purlins, C, 1.2 mm, 2" x 6" x 20 ft |  | 7 | lengths | 2020-08-10 | POPE20-1351-1808POPE20-1351-1812 | Bacolod Triumph Hardware (Main Branch)VCY Sales Corporation | 2020-08-132020-08-14 | 3.717 | 15 days PDC
2020-07-20 | OPE20-1351 | 2 | Sheet, GI, Corrugated, 12 ft x 80 cm x Gauge 0.4 |  | 27 | sheets | 2020-07-24 | POPE20-1351-1806POPE20-1351-1809POPE20-1351-1812 | Visayan Construction SupplyVisayan Construction SupplyVCY Sales Corporation | 2020-08-122020-08-122020-08-14 | 0 | 15 days PDC
2020-07-20 | OPE20-1351 | 3 | I-Beam 4" x 6" x 1/4" |  | 2 | length | 2020-07-24 | POPE20-1351-1808POPE20-1351-2293 | Bacolod Triumph Hardware (Main Branch)Bacolod Steel Center Corporation | 2020-08-132020-12-19 | 10.398 | 15 days PDC
2020-07-20 | OPE20-1351 | 4 | Screw, Self-Drilling, 8mm x 2", (Tek Screw) |  | 800 | pcs | 2020-07-24 | POPE20-1351-1806POPE20-1351-1809POPE20-1351-1811 | Visayan Construction SupplyVisayan Construction SupplyVisayan Construction Supply | 2020-08-122020-08-122020-08-14 | 0 | 15 days PDC
2020-07-20 | OPE20-1351 | 5 | Electrode, Welding, 1/8" x E6011 |  | 15 | kgs | 2020-07-24 | POPE20-1351-2206 | Visayan Construction Supply | 2020-12-11 | 0 | 15 days PDC
2020-07-20 | OPE20-1351 | 6 | Electrode, Welding, 1/8" x E6013 |  | 3 | kgs | 2020-07-24 | POPE20-1351-2206POPE20-1351-2210POPE20-1351-2234 | Visayan Construction SupplyVisayan Construction SupplyVisayan Construction Supply | 2020-12-112020-12-142020-12-15 | 0 | 15 days PDC
2020-07-20 | OPE20-1351 | 7 | Oxygen |  | 4 | cyls | 2020-07-24 | POPE20-1351-1734 | Central Gas Corporation (CEGASCO) | 2020-08-04 | 1600
2020-07-20 | OPE20-1351 | 8 | Acetylene |  | 2 | cyls | 2020-07-24 | POPE20-1351-1735 | Bacolod Oxygen Acetylene Gas Corp. | 2020-08-04 | 2200
2020-07-20 | OPE20-1351 | 9 | Paint, Primer, Metal, Red Oxide, 4L/gal |  | 4 | gals | 2020-07-24 | POPE20-1351-1796 | Bacolod Luis Paint Center | 2020-08-14 | 1492 | COD
2020-07-20 | OPE20-1351 | 10 | Rivets, Long, Blind, 1/8" x 3/4" |  | 1 | box | 2020-07-24 | POPE20-1351-1737POPE20-1351-1763 | Visayan Construction SupplyVisayan Construction Supply | 2020-08-042020-08-06 | 0.19
2020-07-20 | OPE20-1351 | 11 | Drill Bit, Metal, 1/8" |  | 10 | pcs | 2020-07-24 | POPE20-1351-1781 | A-one Industrial Sales | 2020-08-08 | 410
2020-07-20 | OPE20-1351 | 12 | Brush, Roller, Refill, 4" |  | 4 | pcs | 2020-07-24 | POPE20-1351-1768 | Greenlane Hardware and Construction Supply Inc | 2020-08-06 | 88
2020-07-20 | OPE20-1351 | 13 | Brush, Paint, 2" |  | 2 | pcs | 2020-07-24 | POPE20-1351-1740 | Greenlane Hardware and Construction Supply Inc | 2020-08-04 | 25
2020-07-20 | OPE20-1351 | 14 | Converter, Rust, Brand: Turco |  | 1 | gal | 2020-07-24 | POPE20-1351-1736 | Sugarland Hardware Corp. | 2020-08-04 | 290
2020-07-20 | OPE20-1351 | 15 | Thinner, Paint |  | 1 | gal | 2020-07-24 | POPE20-1351-1742 | Greenlane Hardware and Construction Supply Inc | 2020-08-04 | 240
2020-07-20 | OPE20-1351 | 16 | Gloves, Cotton |  | 10 | pairs | 2020-07-24 | POPE20-1351-1740 | Greenlane Hardware and Construction Supply Inc | 2020-08-04 | 114.5
2020-07-20 | OPE20-1351 | 17 | Rags, Cotton |  | 2 | kgs | 2020-07-24 | POPE20-1351-2052 | Procolors T-Shirts Printing | 2020-10-27 | 100
2020-07-20 | OPE20-1351 | 18 | Disc, Cutting, 4" |  | 10 | pcs | 2020-07-24 | POPE20-1351-1738 | Visayan Construction Supply | 2020-08-04 | 965
2020-07-20 | OPE20-1351 | 19 | Sandpaper, G100 |  | 10 | sheets | 2020-07-24 | POPE20-1351-1809POPE20-1351-1811 | Visayan Construction SupplyVisayan Construction Supply | 2020-08-122020-08-14 | 0.018002 | 15 days PDC
Replacement of Defective Air Filter-Regulator-Lubricator
2020-07-22 | OPE20-1352 | 1 | Air Filter-Regulator-Lubricator, 15micron filter, 1/2" NPT Connection, 8 bars Working Pressure, Manual Drain Valve |  | 5 | sets | 2020-08-22 |  |  |  | 0
Spare Parts for Turbocharger
2020-07-29 | OPE20-1364 | 1 | Turbocharger - Complete Assembly (Pielstick) |  | 4 | sets | 2020-08-31 |  |  |  | 0
2020-07-29 | OPE20-1364 | 2 | Gas Outlet Casing (Center Casing) | 60 | 1 | pc | 2020-08-31 |  |  |  | 0
Spare Parts for Turbocharger
2020-08-05 | OPE20-1365 | 1 | Rods, Welding, 6013 |  | 2 | kgs. | 2020-08-07 | Cancelled |  |  | 0
2020-08-05 | OPE20-1365 | 2 | Disc, Cutting, 4" |  | 2 | pcs. | 2020-08-07 | Cancelled |  |  | 0
2020-08-05 | OPE20-1365 | 3 | Disc, Grinding, 4" |  | 1 | pc. | 2020-08-07 | Cancelled |  |  | 0
2020-08-05 | OPE20-1365 | 4 | Disc, Cutting, 14" |  | 1 | pc. | 2020-08-07 | Cancelled |  |  | 0
2020-08-05 | OPE20-1365 | 5 | Brush, Paint, 2" |  | 2 | pcs. | 2020-08-07 | Cancelled |  |  | 0
2020-08-05 | OPE20-1365 | 6 | Paper, Sand, G120 |  | 4 | sheets | 2020-08-07 | Cancelled |  |  | 0
2020-08-05 | OPE20-1365 | 7 | Bit, Drill, Masonry 1/4" |  | 1 | pc. | 2020-08-07 | Cancelled |  |  | 0
Spare Parts for Control Air Compressor (Supersedes PR-528-2019)
2020-08-03 | OPE20-1377 | 1 | Oil Seal | 32498958 | 2 | pcs | 2020-10-31 |  |  |  | 0
2020-08-03 | OPE20-1377 | 2 | Oil low level switch | 32201527 | 1 | pc | 2020-10-31 |  |  |  | 0
2020-08-03 | OPE20-1377 | 3 | Frame end cover gasket | 30439285 | 2 | pcs | 2020-10-31 |  |  |  | 0
2020-08-03 | OPE20-1377 | 4 | Gasket , crankshaft end cover | 30294961 | 1 | pc | 2020-10-31 |  |  |  | 0
2020-08-03 | OPE20-1377 | 5 | Ball bearing | 32295701 | 1 | pc | 2020-10-31 |  |  |  | 0
2020-08-03 | OPE20-1377 | 6 | Ball bearing w/ snap ring | 95305645 | 1 | pc | 2020-10-31 |  |  |  | 0
2020-08-03 | OPE20-1377 | 7 | Bushing, crankpin | 32295875 | 1 | pc | 2020-10-31 |  |  |  | 0
2020-08-03 | OPE20-1377 | 8 | Rod, connecting - first stage | 32003659 | 2 | pcs | 2020-10-31 |  |  |  | 0
2020-08-03 | OPE20-1377 | 9 | Rod, connecting - 2nd stage | 32003642 | 1 | pc | 2020-10-31 |  |  |  | 0
2020-08-03 | OPE20-1377 | 10 | Head gasket 2nd stage | 32252801 | 1 | pc | 2020-10-31 |  |  |  | 0
2020-08-03 | OPE20-1377 | 11 | Valve plate gasket 2nd stage | 32252827 | 1 | pc | 2020-10-31 |  |  |  | 0
2020-08-03 | OPE20-1377 | 12 | Gasket, spacer plate - 2nd stage | 32252819 | 1 | pc | 2020-10-31 |  |  |  | 0
2020-08-03 | OPE20-1377 | 13 | Cylinder , 2nd stage | 32172165 | 1 | pc | 2020-10-31 |  |  |  | 0
2020-08-03 | OPE20-1377 | 14 | Head gasket 1st stage | 32267502 | 2 | pcs | 2020-10-31 |  |  |  | 0
2020-08-03 | OPE20-1377 | 15 | Valve plate gasket 1st stage | 32267510 | 2 | pcs | 2020-10-31 |  |  |  | 0
2020-08-03 | OPE20-1377 | 16 | Cylinder , 1st stage | 32172157 | 1 | pc | 2020-10-31 |  |  |  | 0
2020-08-03 | OPE20-1377 | 17 | Check valve | 32001141 | 1 | pc | 2020-10-31 |  |  |  | 0
2020-08-03 | OPE20-1377 | 18 | Discharge valve spring 2nd stage | 30221394 | 2 | pcs | 2020-10-31 |  |  |  | 0
2020-08-03 | OPE20-1377 | 19 | Finger Valve 2nd stage | 30220115 | 5 | pcs | 2020-10-31 |  |  |  | 0
2020-08-03 | OPE20-1377 | 20 | Screw , fillister head 1/4-20 x 3/8" | 32035511 | 4 | pcs | 2020-10-31 |  |  |  | 0
2020-08-03 | OPE20-1377 | 21 | Washer belleville - 1/4" | 32217382 | 5 | pcs | 2020-10-31 |  |  |  | 0
2020-08-03 | OPE20-1377 | 22 | Retainer finger valve | 32228306 | 5 | pcs | 2020-10-31 |  |  |  | 0
2020-08-03 | OPE20-1377 | 23 | Screw , machine-fillister head 1/4-20 x 3/4" | 32224008 | 1 | pc | 2020-10-31 |  |  |  | 0
2020-08-03 | OPE20-1377 | 24 | Plate, valve-discharge 2nd stage | 30215917 | 3 | pcs | 2020-10-31 |  |  |  | 0
2020-08-03 | OPE20-1377 | 25 | Discharge valve spring 1st stage | 30221501 | 2 | pcs | 2020-10-31 |  |  |  | 0
2020-08-03 | OPE20-1377 | 26 | Plate, valve-discharge 1st stage | 30181499 | 2 | pcs | 2020-10-31 |  |  |  | 0
2020-08-03 | OPE20-1377 | 27 | Finger Valve 1st stage | 30220115 | 9 | pcs | 2020-10-31 |  |  |  | 0
2020-08-03 | OPE20-1377 | 28 | Washer belleville - 1/4" | 32217382 | 9 | pcs | 2020-10-31 |  |  |  | 0
2020-08-03 | OPE20-1377 | 29 | Screw , fillister head 1/4-20 x 3/8" | 32035511 | 9 | pcs | 2020-10-31 |  |  |  | 0
2020-08-03 | OPE20-1377 | 30 | Flange gasket 2nd stage | 3029435 | 1 | pc | 2020-10-31 |  |  |  | 0
2020-08-03 | OPE20-1377 | 31 | Piston ring 2nd stage | 32194151 | 1 | pc | 2020-10-31 |  |  |  | 0
2020-08-03 | OPE20-1377 | 32 | Assembly, piston/pin - 4" | 3029435 | 1 | pc | 2020-10-31 |  |  |  | 0
2020-08-03 | OPE20-1377 | 33 | Flange gasket 1st stage | 30294235 | 2 | pcs | 2020-10-31 |  |  |  | 0
2020-08-03 | OPE20-1377 | 34 | Piston ring 1st stage | 32194144 | 2 | pcs | 2020-10-31 |  |  |  | 0
2020-08-03 | OPE20-1377 | 35 | Assembly, piston/pin - 5 1/2" | 32054512 | 2 | pcs | 2020-10-31 |  |  |  | 0
2020-08-03 | OPE20-1377 | 36 | Relief valve 80 psig | 72062185 | 1 | pc | 2020-10-31 |  |  |  | 0
2020-08-03 | OPE20-1377 | 37 | High pressure flange gasket | 32160566 | 1 | pc | 2020-10-31 |  |  |  | 0
2020-08-03 | OPE20-1377 | 38 | Low pressure flange gasket | 32160558 | 2 | pcs | 2020-10-31 |  |  |  | 0
2020-08-03 | OPE20-1377 | 39 | Low pressure manifold gasket | 32153801 | 2 | pcs | 2020-10-31 |  |  |  | 0
2020-08-03 | OPE20-1377 | 40 | High pressure manifold gasket | 32164519 | 1 | pc | 2020-10-31 |  |  |  | 0
2020-08-03 | OPE20-1377 | 41 | Gasket, manifold-high pressure | 32153827 | 1 | pc | 2020-10-31 |  |  |  | 0
2020-08-03 | OPE20-1377 | 42 | Automatic drain valve | 32310690 | 2 | pcs | 2020-10-31 |  |  |  | 0
2020-08-03 | OPE20-1377 | 43 | Pressure gauge 300 psig | 32013872 | 1 | pc | 2020-10-31 |  |  |  | 0
2020-08-03 | OPE20-1377 | 44 | Relief valve 325 psig | 32174286 | 1 | pc | 2020-10-31 |  |  |  | 0
2020-08-03 | OPE20-1377 | 45 | Assembly, intercooler tube-finned -#3 | 32197006 | 1 | pc | 2020-10-31 |  |  |  | 0
2020-08-03 | OPE20-1377 | 46 | Assembly, intercooler tube-finned -#2 | 32196990 | 1 | pc | 2020-10-31 |  |  |  | 0
2020-08-03 | OPE20-1377 | 47 | Assembly, intercooler tube-finned -#1 | 32196982 | 1 | pc | 2020-10-31 |  |  |  | 0
2020-08-03 | OPE20-1377 | 48 | Assembly, intercooler tube-finned -#3 | 32196974 | 1 | pc | 2020-10-31 |  |  |  | 0
2020-08-03 | OPE20-1377 | 49 | Assembly, intercooler tube-finned -#2 | 32196966 | 1 | pc | 2020-10-31 |  |  |  | 0
2020-08-03 | OPE20-1377 | 50 | Assembly, intercooler tube-finned -#1 | 32196958 | 1 | pc | 2020-10-31 |  |  |  | 0
2020-08-03 | OPE20-1377 | 51 | Plug, Oil fill - complete | 30289003 | 2 | pcs | 2020-10-31 |  |  |  | 0
2020-08-03 | OPE20-1377 | 52 | Bushing, crankpin | 32295875 | 2 | pcs | 2020-10-31 |  |  |  | 0
2020-08-03 | OPE20-1377 | 53 | Assembly, First stage valve plate | 32228330 | 2 | pcs | 2020-10-31 |  |  |  | 0
2020-08-03 | OPE20-1377 | 54 | Assembly, Second stage valve plate | 32228322 | 1 | pc | 2020-10-31 |  |  |  | 0
2020-08-03 | OPE20-1377 | 55 | Assembly, Thrust pin | 32218406 | 2 | pcs | 2020-10-31 |  |  |  | 0
2020-08-03 | OPE20-1377 | 56 | Main Bearing Spacer | 30218457 | 1 | pc | 2020-10-31 |  |  |  | 0
Spare Parts for Starting Air Compressor
2020-08-03 | OPE20-1378 | 1 | Oil low level switch | 32201527 | 2 | pcs | 2020-10-31 |  |  |  | 0
2020-08-03 | OPE20-1378 | 2 | Oil Seal | 32204562 | 2 | pcs | 2020-10-31 |  |  |  | 0
2020-08-03 | OPE20-1378 | 3 | Frame end cover gasket | 30439285 | 5 | pcs | 2020-10-31 |  |  |  | 0
2020-08-03 | OPE20-1378 | 4 | Gasket, shaft end cover | 30294961 | 5 | pcs | 2020-10-31 |  |  |  | 0
2020-08-03 | OPE20-1378 | 5 | Pilot Valve | 37113701 | 1 | pcs | 2020-10-31 |  |  |  | 0
2020-08-03 | OPE20-1378 | 6 | Copper washer | 30346597 | 2 | pcs | 2020-10-31 |  |  |  | 0
2020-08-03 | OPE20-1378 | 7 | Thrust pin assembly | 32028706 | 1 | pcs | 2020-10-31 |  |  |  | 0
2020-08-03 | OPE20-1378 | 8 | Rod, connecting | 32003642 | 1 | pc | 2020-10-31 |  |  |  | 0
2020-08-03 | OPE20-1378 | 9 | Bearing, ball | 32295701 | 1 | pcs | 2020-10-31 |  |  |  | 0
2020-08-03 | OPE20-1378 | 10 | Bearing, ball-with snap ring | 95305645 | 1 | pcs | 2020-10-31 |  |  |  | 0
2020-08-03 | OPE20-1378 | 11 | Bushing, crankpin | 32295875 | 1 | pc | 2020-10-31 |  |  |  | 0
2020-08-03 | OPE20-1378 | 12 | Cylinder, air-crosshead | 37128501 | 1 | pc | 2020-10-31 |  |  |  | 0
2020-08-03 | OPE20-1378 | 13 | Cylinder, air- 3" | 37128725 | 1 | pc | 2020-10-31 |  |  |  | 0
2020-08-03 | OPE20-1378 | 14 | Cylinder, air- 5.5" | 37128832 | 1 | pc | 2020-10-31 |  |  |  | 0
2020-08-03 | OPE20-1378 | 15 | Air head gasket | 30294284 | 3 | pcs | 2020-10-31 |  |  |  | 0
2020-08-03 | OPE20-1378 | 16 | Air head gasket | 30294508 | 6 | pcs | 2020-10-31 |  |  |  | 0
2020-08-03 | OPE20-1378 | 17 | Flange gasket | 30294235 | 3 | pcs | 2020-10-31 |  |  |  | 0
2020-08-03 | OPE20-1378 | 18 | Airhead gasket top/bottom | 37007754 | 3 | pcs | 2020-10-31 |  |  |  | 0
2020-08-03 | OPE20-1378 | 19 | Air head gasket | 30294326 | 3 | pcs | 2020-10-31 |  |  |  | 0
2020-08-03 | OPE20-1378 | 20 | Check valve high pressure | 32162943 | 2 | pcs | 2020-10-31 |  |  |  | 0
2020-08-03 | OPE20-1378 | 21 | 2-way solenoid valve | 32028508 | 2 | pcs | 2020-10-31 |  |  |  | 0
2020-08-03 | OPE20-1378 | 22 | 3-way solenoid valve | 32039778 | 2 | pcs | 2020-10-31 |  |  |  | 0
2020-08-03 | OPE20-1378 | 23 | Piston ring set | 37138146 | 2 | pcs | 2020-10-31 |  |  |  | 0
2020-08-03 | OPE20-1378 | 24 | Assembly, piston/pin - 1.625" - 3rd stage | 30215438 | 1 | pc | 2020-10-31 |  |  |  | 0
2020-08-03 | OPE20-1378 | 25 | Assembly, piston/pin - 3" - 2nd stage | 30292460 | 1 | pc | 2020-10-31 |  |  |  | 0
2020-08-03 | OPE20-1378 | 26 | Assembly, piston/pin - 5.5" - 1st stage | 30215222 | 1 | pc | 2020-10-31 |  |  |  | 0
2020-08-03 | OPE20-1378 | 27 | Discharge valve seat | 30217657 | 2 | pcs | 2020-10-31 |  |  |  | 0
2020-08-03 | OPE20-1378 | 28 | Discharge valve plate | 30215925 | 1 | pcs | 2020-10-31 |  |  |  | 0
2020-08-03 | OPE20-1378 | 29 | Discharge valve spring | 30221584 | 1 | pcs | 2020-10-31 |  |  |  | 0
2020-08-03 | OPE20-1378 | 30 | Discharge stop valve | 30218945 | 2 | pcs | 2020-10-31 |  |  |  | 0
2020-08-03 | OPE20-1378 | 31 | Belleville washer 5/8 | 32158644 | 2 | pcs | 2020-10-31 |  |  |  | 0
2020-08-03 | OPE20-1378 | 32 | Inlet valve Spring | 30221493 | 1 | pcs | 2020-10-31 |  |  |  | 0
2020-08-03 | OPE20-1378 | 33 | Inlet valve plate | 30215834 | 1 | pcs | 2020-10-31 |  |  |  | 0
2020-08-03 | OPE20-1378 | 34 | Discharge valve seat | 30217608 | 2 | pcs | 2020-10-31 |  |  |  | 0
2020-08-03 | OPE20-1378 | 35 | Discharge valve plate | 30215941 | 1 | pcs | 2020-10-31 |  |  |  | 0
2020-08-03 | OPE20-1378 | 36 | Discharge valve spring | 30221576 | 1 | pcs | 2020-10-31 |  |  |  | 0
2020-08-03 | OPE20-1378 | 37 | Discharge stop valve | 30218994 | 2 | pcs | 2020-10-31 |  |  |  | 0
2020-08-03 | OPE20-1378 | 38 | Belleville washer 5/8 | 32158644 | 2 | pcs | 2020-10-31 |  |  |  | 0
2020-08-03 | OPE20-1378 | 39 | Discharge valve seat | 30217673 | 2 | pcs | 2020-10-31 |  |  |  | 0
2020-08-03 | OPE20-1378 | 40 | Discharge stop valve | 30218978 | 2 | pcs | 2020-10-31 |  |  |  | 0
2020-08-03 | OPE20-1378 | 41 | Belleville washer 5/8 | 37092897 | 2 | pcs | 2020-10-31 |  |  |  | 0
2020-08-03 | OPE20-1378 | 42 | Inlet valve Spring | 30221550 | 2 | pcs | 2020-10-31 |  |  |  | 0
2020-08-03 | OPE20-1378 | 43 | Inlet valve plate | 30215891 | 2 | pcs | 2020-10-31 |  |  |  | 0
2020-08-03 | OPE20-1378 | 44 | Pressure gauge - 100 psi | 32127896 | 2 | pcs | 2020-10-31 |  |  |  | 0
2020-08-03 | OPE20-1378 | 45 | Pressure gauge - 300 psi | 32013898 | 2 | pcs | 2020-10-31 |  |  |  | 0
2020-08-03 | OPE20-1378 | 46 | Safety valve - 60 psi | 72062151 | 1 | pc | 2020-10-31 |  |  |  | 0
2020-08-03 | OPE20-1378 | 47 | Finned tube assembly - 36" | 32024697 | 1 | pc | 2020-10-31 |  |  |  | 0
2020-08-03 | OPE20-1378 | 48 | Finned tube assembly - 38 3/4" | 32025678 | 1 | pc | 2020-10-31 |  |  |  | 0
2020-08-03 | OPE20-1378 | 49 | Finned tube assembly - 41 1/2" | 32025686 | 1 | pc | 2020-10-31 |  |  |  | 0
2020-08-03 | OPE20-1378 | 50 | Finned tubing - 41" | 30335459 | 1 | pc | 2020-10-31 |  |  |  | 0
2020-08-03 | OPE20-1378 | 51 | Finned tubing - 37" | 30335442 | 1 | pc | 2020-10-31 |  |  |  | 0
2020-08-03 | OPE20-1378 | 52 | Finned tubing after cooler | 30335525 | 1 | pc | 2020-10-31 |  |  |  | 0
2020-08-03 | OPE20-1378 | 53 | Valve, 35 GA - complete | 37004827 | 1 | pc | 2020-10-31 |  |  |  | 0
2020-08-03 | OPE20-1378 | 54 | Valve, 55 GA - complete | 37101946 | 1 | pc | 2020-10-31 |  |  |  | 0
2020-08-03 | OPE20-1378 | 55 | Cylinder, Air - 1.625" | 37128675 | 1 | pc | 2020-10-31 |  |  |  | 0
2020-08-03 | OPE20-1378 | 56 | Plug, Oil filler - complete | 30289003 | 5 | pcs | 2020-10-31 |  |  |  | 0
Running / Overhaul Spare Parts for Pielstick Engine Units
2020-08-11 | OPE20-1382 | 1 | Connecting Rod Complete (with Bearing Shell, Std. Size) | 52003900400 | 36 | assy | 2020-10-16 |  |  |  | 0
2020-08-11 | OPE20-1382 | 2 | Piston Assembly Complete (with Piston Ring & Piston Pin) | 02.405.9008.04 | 36 | assy | 2020-10-16 |  |  |  | 0
2020-08-11 | OPE20-1382 | 3 | Liner & Jacket | 02.408.0035.00 | 36 | assy | 2020-10-16 |  |  |  | 0
2020-08-11 | OPE20-1382 | 4 | Cylinder Head Complete | 2570911600 | 36 | assy | 2020-10-16 |  |  |  | 0
2020-08-11 | OPE20-1382 | 5 | Roller Support Assembly Housing (Complete) | 02.020.0301.02 | 36 | assy | 2020-10-16 |  |  |  | 0
2020-08-11 | OPE20-1382 | 6 | Rocker Arm Assembly |  | 36 | assy | 2020-10-16 |  |  |  | 0
2020-08-11 | OPE20-1382 | 7 | Fuel Injection Pump | 52030900300 | 36 | units | 2020-10-16 |  |  |  | 0
2020-08-11 | OPE20-1382 | 8 | Injection Pump Operating Gear |  | 36 | pcs | 2020-10-16 |  |  |  | 0
2020-08-11 | OPE20-1382 | 9 | Charge Air Cooler, GEA, Type 100/23/14/4 ESF DK51 |  | 4 | units | 2020-10-16 |  |  |  | 0
(a) Ladies Dormitory (6011 - 10 kgs., 6013 - 10 kgs.) - Iris J. Sixto (b) Roof Replacement of Raw Water Pump Shed (6011 - 15 kgs., 6013 - 3 kgs.) - Godfrey Samano (c.) Operations and Maintenance Consumables (6011 - 15 kgs., 6013 - 7 kgs.) - Alona T. Arroyo
2020-08-15 | OPE20-1384 | 1 | Electrode, Welding, 1/8" x E6011 ( 20 kgs. Per box) |  | 2 | boxes | 2020-08-20 | Cancelled | VCY Sales Corporation | 2020-08-15 | 0 | Cash
2020-08-15 | OPE20-1384 | 2 | Electrode, Welding, 1/8" x E6013 ( 20 kgs. Per box) |  | 1 | box | 2020-08-20 | Cancelled | VCY Sales Corporation | 2020-08-15 | 0 | Cash
(a) Ladies Dormitory (6011 - 10 kgs., 6013 - 10 kgs.) - Iris J. Sixto (b) Roof Replacement of Raw Water Pump Shed (6011 - 15 kgs., 6013 - 3 kgs.) - Godfrey Samano (c.) Operations and Maintenance Consumables (6011 - 10 kgs., 6013 - 7 kgs.) - Alona T. Arroyo (d) Construction of Temporary Fence for Isolation Protocol (6011 - 5 kgs.) - Iris J. Sixto
2020-08-15 | OPE20-1385 | 1 | Electrode, Welding, 1/8" x E6011 ( 20 kgs. Per box) |  | 2 | boxes | 2020-08-20 | POPE20-1385-1823 | VCY Sales Corporation | 2020-08-15 | 3700 | 30 days PDC
2020-08-15 | OPE20-1385 | 2 | Electrode, Welding, 1/8" x E6013 ( 20 kgs. Per box) |  | 1 | box | 2020-08-20 | POPE20-1385-1823 | VCY Sales Corporation | 2020-08-15 | 1795 | 30 days PDC
Additional Electrical Panel Component for the Installation of Lube Oil Purifier Alarm Indicator
2020-08-14 | OPE20-1388 | 1 | Dry-type, Step-down Transformer, Single Phase, 10 VA, Input: 440V, Secondary: 220V |  | 2 | pcs | 2020-08-28 |  |  |  | 0
Replacement Electrical Component for Sump Pit Mono Pump Controller
2020-08-14 | OPE20-1389 | 1 | Dry-type, Step-down Transformer, Single Phase, 30 VA, Input: 440V, Secondary: 220V |  | 1 | pc | 2020-08-28 |  |  |  | 0
Cleaning/Housekeeping of Auxiliary and Engine Areas
2020-08-17 | OPE20-1390 | 1 | Mop with Squeerez ( Mop Head Rayon 400G/ Mop Handle Wood 5ft.) (with picture) |  | 1 | set | 2020-08-31 | POPE20-1390-1990 | D&L SOLUTION PROVIDERS CORPORATION | 2020-10-07 | 4045
Bolt And Nut Replacement For Cooling Tower Assembly (Supersedes PR-150-2020)
2020-08-25 | OPE20-1397 | 1 | Bolt, M16 x 55mm x 2.0 Pitch, Stainless Steel, Full Thread |  | 800 | pcs | 2020-09-05 | POPE20-1397-1921 | Cebu Bolt And Screw Sales | 2020-09-16 | 32560 | COD
Operations and Maintenance Consumables
2020-09-05 | OPE20-1403 | 1 | Carbon Remover, Carboff 1, Water-Based |  | 1 | pail | 2020-09-14 |  |  |  | 0
2020-09-05 | OPE20-1403 | 2 | Electrode, Welding, E304, 3/32" x 12" (Stainless Steel Welding Electrode) |  | 1 | kg | 2020-09-14 |  |  |  | 0
2020-09-05 | OPE20-1403 | 3 | Glass, Clear, 2" x 4" |  | 2 | pcs | 2020-09-14 | POPE20-1403-1903 | Visayan Construction Supply | 2020-09-15 | 14
2020-09-05 | OPE20-1403 | 4 | Glass, Dark , #10 |  | 4 | pcs | 2020-09-14 | POPE20-1403-1903 | Visayan Construction Supply | 2020-09-15 | 32
2020-09-05 | OPE20-1403 | 5 | Disc, Cutting, 4" x 3/32" x 5/8" (Tyrolit 41 A30Q-BF) |  | 25 | pcs | 2020-09-14 | POPE20-1403-1903 | Visayan Construction Supply | 2020-09-15 | 2412.5
2020-09-05 | OPE20-1403 | 6 | Penetrant, Multi Use, WD-40, Net Content: 382 mL / 311G / 12.9 FL.OZ |  | 4 | cans | 2020-09-14 | POPE20-1403-1906 | Ace Hardware Philippines, Inc. - Bacolod Branch | 2020-09-15 | 1019
2020-09-05 | OPE20-1403 | 7 | Brush, Steel |  | 4 | pcs | 2020-09-14 | POPE20-1403-1918 | Sugarland Hardware Corp. | 2020-09-16 | 72
2020-09-05 | OPE20-1403 | 8 | Brush, Paint, 2" |  | 1 | pc | 2020-09-14 | POPE20-1403-1907 | Greenlane Hardware and Construction Supply Inc | 2020-09-15 | 12.5
2020-09-05 | OPE20-1403 | 9 | Brush, Paint, 1" |  | 1 | pc | 2020-09-14 | POPE20-1403-1919 | Visayan Construction Supply | 2020-09-16 | 15 | COD
2020-09-05 | OPE20-1403 | 10 | Broom (not the Baguio-type soft broom) |  | 2 | pcs | 2020-09-14 | POPE20-1403-1974 | Native Store | 2020-09-30 | 140
2020-09-05 | OPE20-1403 | 11 | Broomstick |  | 1 | pcs | 2020-09-14 | POPE20-1403-1930 | Native Store | 2020-09-18 | 35
2020-09-05 | OPE20-1403 | 12 | Dustpan (made of wood and plain sheet) |  | 2 | pcs | 2020-09-14 | POPE20-1403-1930 | Native Store | 2020-09-18 | 200
2020-09-05 | OPE20-1403 | 13 | Diesel Oil |  | 40 | liters | 2020-09-21 | POPE20-1403-1989POPE20-1403-2003POPE20-1403-2132 | MTG Gasoline Service StationMTG Gasoline Service StationSum-ag Petron Gas Station | 2020-10-062020-10-132020-11-17 | 834.4146 | COD
2020-09-05 | OPE20-1403 | 14 | Kerosene |  | 20 | liters | 2020-09-21 | POPE20-1403-1920 | Sum-ag Petron Gas Station | 2020-10-07 | 709.4 | COD
2020-09-05 | OPE20-1403 | 15 | Acetylene |  | 1 | cylinder | 2020-09-21 | POPE20-1403-1933 | Bacolod Oxygen Acetylene Gas Corp. | 2020-09-18 | 1100
2020-09-05 | OPE20-1403 | 16 | Oxygen |  | 2 | cylinders | 2020-09-21 | POPE20-1403-1934 | Central Gas Corporation (CEGASCO) | 2020-09-18 | 800
2020-09-05 | OPE20-1403 | 17 | Rod, Filler, Bronze, 1/8" |  | 1 | kg | 2020-09-21 | POPE20-1403-1903 | Visayan Construction Supply | 2020-09-15 | 590
2020-09-05 | OPE20-1403 | 18 | Gloves, Knitted Cotton |  | 25 | pairs | 2020-09-21 | POPE20-1403-1907 | Greenlane Hardware and Construction Supply Inc | 2020-09-15 | 286.25
2020-09-05 | OPE20-1403 | 19 | Gloves, Rubberex Super Nitrile, RNF 15 |  | 2 | pairs | 2020-09-21 | POPE20-1403-1926 | Ava Construction Supply | 2020-09-16 | 702
2020-09-05 | OPE20-1403 | 20 | Rags, Cotton |  | 10 | kgs | 2020-09-21 | POPE20-1403-2017 | Procolors T-Shirts Printing | 2020-10-20 | 500
2020-09-17 | OPE20-1405 | 1 | Disposable PPE Suits, One Size, Fits Large-Extra Large Sizes |  | 25 | pcs. | 2020-09-17 | Cancelled |  |  | 0 | COD
PPEs for DG Units NGCP Grid Compliance and Capability Testing and Substation PMS and Testing
2020-09-17 | OPE20-1406 | 1 | Disposable PPE Suits, One Size, Fits Large-Extra Large Sizes |  | 25 | pcs. | 2020-09-17 | POPE20-1406-1929 | B. S. Pharma Drugs and Medical Supplies | 2020-09-17 | 21250 | COD
Installation of Injector Line Drain
2020-09-14 | OPE20-1408 | 1 | Stainless Steel Tube, SS316, OD: 3/8", 10 ft/length |  | 2 | lengths | 2020-09-21 | Cancelled |  |  | 0
Spare Parts for Pielstick Engine Units
2020-01-15 | OPE20-1409 | 1 | Exhaust Valve Guide (Right) | 015Q012 | 3 | units | 2020-01-15 |  |  |  | 0
Replacement and Spare Parts for Fuel Module and Lube Oil Circulation Pumps
2020-09-14 | OPE20-1410 | 1 | Spider Coupling, Size: 55 x 26.5 x 14 mm, Material: Rubber, Buna-N |  | 15 | pcs | 2020-09-21 | POPE20-1410-1940POPE20-1410-2431 | Simplex Industrial Corp.Simplex Industrial Corp. | 2020-09-192021-01-25 | 3114.0311 | COD
Replacement Gauges at Engine Local Panel
2020-09-14 | OPE20-1415 | 1 | ASHCROFT 100 T5500 PRESSURE GAUGE Dual Scale PSI/BAR, 100psi / 7bar Bottom Connection, 1/2" NPT, Panel Mounted Dial Face 3.5inch, Glass Window, SS316 Tube/Socket/Body, Liquid Filled |  | 4 | pcs | 2020-10-01 |  |  |  | 0
Replacement and Spare Parts for Circulating Pump
2020-09-25 | OPE20-1420 | 1 | Bearing, 6206-2RS1/C3 |  | 8 | pcs | 2020-10-02 | POPE20-1420-2320POPE20-1420-2323 | United Bearing Industrial CorpUnited Bearing Industrial Corp | 2020-12-292020-12-29 | 2 | 1 to 2 days
Installation of Nylon Net at Air Intake
2020-07-26 | OPE20-1432 | 1 | Nylon Net, Coverage Area: 13 x 14ft |  | 2 | sets | 2020-10-06 | Cancelled |  |  | 0
Installation of Nylon Net at Air Intake
2019-07-26 | OPE20-1433 | 1 | Nylon Net, Coverage Area: 13 x 14ft |  | 2 | sets | 2020-10-06 | POPE20-1433-1983 | A-one Industrial Sales | 2020-10-06 | 2080
500 R-hrs Preventive Maintenance Requirement
2020-10-05 | OPE20-1443 | 1 | Diesel oil |  | 40 | liters | 2020-10-12 | POPE20-1443-2020 | Sum-ag Petron Gas Station | 2020-10-21 | 1264 | COD
2020-10-05 | OPE20-1443 | 2 | Kerosene |  | 20 | liters | 2020-10-12 | POPE20-1443-2020 | Sum-ag Petron Gas Station | 2020-10-21 | 724.4 | COD
2020-10-05 | OPE20-1443 | 3 | Penetrant, Multi Use, WD-40, Net Content: 382 mL / 311G / 12.9 FL.OZ |  | 4 | cans | 2020-10-12 | POPE20-1443-2010 | Ace Hardware Philippines, Inc. - Bacolod Branch | 2020-10-14 | 1019
2020-10-05 | OPE20-1443 | 4 | Gasket Maker, Red High Temp RTV Silicone, ? 300 ?C |  | 1 | pc | 2020-10-12 | POPE20-1443-2006 | Ace Hardware Philippines, Inc. - Bacolod Branch | 2020-10-14 | 79.75 | COD
2020-10-05 | OPE20-1443 | 5 | Brush, Steel |  | 2 | pcs | 2020-10-12 | POPE20-1443-2009 | Greenlane Hardware and Construction Supply Inc | 2020-10-14 | 32
2020-10-05 | OPE20-1443 | 6 | Brush, Paint, 2" |  | 2 | pcs | 2020-10-12 | POPE20-1443-2007 | Greenlane Hardware and Construction Supply Inc | 2020-10-14 | 25
2020-10-05 | OPE20-1443 | 7 | Rags, Cotton |  | 10 | kgs | 2020-10-12 | POPE20-1443-2014 | Kametsino | 2020-10-14 | 700
2020-10-05 | OPE20-1443 | 8 | Gloves, Knitted Cotton |  | 30 | pairs | 2020-10-12 | POPE20-1443-2007 | Greenlane Hardware and Construction Supply Inc | 2020-10-14 | 343.5
2020-10-05 | OPE20-1443 | 9 | Grease, Multi Purpose, 500 grams |  | 1 | cont. | 2020-10-12 | POPE20-1443-2011 | Visayan Construction Supply | 2020-10-14 | 250
2020-10-05 | OPE20-1443 | 10 | Cleaner, Stator Winding, Medium Dry |  | 5 | liters | 2020-10-12 |  |  |  | 0
2020-10-05 | OPE20-1443 | 11 | Denatured Alcohol |  | 1 | quart | 2020-10-12 | POPE20-1443-2008 | Visayan Construction Supply | 2020-10-14 | 96
2020-10-05 | OPE20-1443 | 12 | Cleaner, Contact, Specialist Fast Drying, WD 40, 360 mL |  | 1 | can | 2020-10-12 | POPE20-1443-2006 | Ace Hardware Philippines, Inc. - Bacolod Branch | 2020-10-14 | 429.75 | COD
2020-10-05 | OPE20-1443 | 13 | Lamp, Flourescent Tube, 220VAC, 40W |  | 5 | pcs | 2020-10-12 | POPE20-1443-2022 | HKL Enterprises Incorporated | 2020-10-21 | 385 | COD
2020-10-05 | OPE20-1443 | 14 | Starter, Fluorescent, FS-4, 30-40 W, with condenser |  | 5 | pcs | 2020-10-12 | POPE20-1443-2023 | AA Electrical Supply | 2020-10-21 | 75 | COD
2020-10-05 | OPE20-1443 | 15 | Adhesive Tape, Electrical, Vinyl, 0.16mm x 19mm x 16m |  | 10 | rolls | 2020-10-12 | POPE20-1443-2012 | Visayan Construction Supply | 2020-10-14 | 390
2020-10-05 | OPE20-1443 | 16 | Adhesive, Loctite 495 |  | 1 | pc | 2020-10-12 | POPE20-1443-2013 | Visayan Construction Supply | 2020-10-14 | 440 | COD
2020-10-05 | OPE20-1443 | 17 | Adhesive, Mighty Bond, 3 grams |  | 3 | pcs | 2020-10-12 | POPE20-1443-2025 | Greenlane Hardware and Construction Supply Inc | 2020-10-21 | 135 | COD
2020-10-05 | OPE20-1443 | 18 | Abrasive, Sand Paper, Grit 800 |  | 3 | sheets | 2020-10-12 | POPE20-1443-2025 | Greenlane Hardware and Construction Supply Inc | 2020-10-21 | 42 | COD
2020-10-05 | OPE20-1443 | 19 | Tie, Mounting, 1" x 1" |  | 1 | pack | 2020-10-12 | POPE20-1443-2023 | AA Electrical Supply | 2020-10-21 | 100 | COD
2020-10-05 | OPE20-1443 | 20 | Tie, Spiral, 1/2" |  | 3 | meters | 2020-10-12 | POPE20-1443-2037 | AA Electrical Supply | 2020-10-23 | 480 | COD
2020-10-05 | OPE20-1443 | 21 | Tie, Cable, 152mm x 5mm |  | 1 | pack | 2020-10-12 | POPE20-1443-2022 | HKL Enterprises Incorporated | 2020-10-21 | 45 | COD
2020-10-05 | OPE20-1443 | 22 | Tie, Cable, 250mm x 3.6mm |  | 1 | pack | 2020-10-12 | POPE20-1443-2022 | HKL Enterprises Incorporated | 2020-10-21 | 100 | COD
2020-10-05 | OPE20-1443 | 23 | Lug, Insulated Terminal Lugs, AWG 12-16, Y-type |  | 50 | pcs | 2020-10-12 | POPE20-1443-2024 | Jas't Marketing Co. | 2020-10-22 | 219 | COD
Replacement Parts forCirculating Pump
2020-09-05 | OPE20-1449 | 1 | Rubber Seal, 42.5 x 28 mm |  | 1 | pc | 2020-09-05 |  |  |  | 0
Replacement Parts for Circulating Pump
2020-09-07 | OPE20-1450 | 1 | Rubber Coupling, 32 x 15 x 9 mm |  | 4 | pcs | 2020-09-07 |  |  |  | 0
Spare Parts for Engine Units
2020-09-19 | OPE20-1451 | 1 | Flexible Hose Pipe, 1 1/2" |  | 1 | pc | 2020-09-19 |  |  |  | 0
2020-09-19 | OPE20-1451 | 2 | O-ring | 016Q013 | 54 | pcs | 2020-09-19 |  |  |  | 0
2020-09-19 | OPE20-1451 | 3 | O-ring | 016Q012 | 18 | pcs | 2020-09-19 |  |  |  | 0
2020-09-19 | OPE20-1451 | 4 | O-ring | 022Q105-8 | 2 | pcs | 2020-09-19 |  |  |  | 0
2020-09-19 | OPE20-1451 | 5 | O-ring | 022Q332 | 4 | pcs | 2020-09-19 |  |  |  | 0
2020-09-19 | OPE20-1451 | 6 | O-ring | 022Q330 | 2 | pcs | 2020-09-19 |  |  |  | 0
2020-09-19 | OPE20-1451 | 7 | Packing | 035Q005 | 2 | pcs | 2020-09-19 |  |  |  | 0
2020-09-19 | OPE20-1451 | 8 | O-ring | 125Q314 | 4 | pcs | 2020-09-19 |  |  |  | 0
2020-09-19 | OPE20-1451 | 9 | Packing | 125Q024 | 2 | pcs | 2020-09-19 |  |  |  | 0
2020-09-19 | OPE20-1451 | 10 | Bellows | 128Q021 | 1 | pcs | 2020-09-19 |  |  |  | 0
2020-09-19 | OPE20-1451 | 11 | Bellows | 128Q021 | 1 | pcs | 2020-09-19 |  |  |  | 0
Replacement Parts for Auto Fuel Filter
2020-09-04 | OPE20-1452 | 1 | O-ring, #58, 5 x 170 mm |  | 2 | pcs | 2020-09-04 |  |  |  | 0
Replacement Parts for Reconditioning of Spare Fuel Pump Drive and Fuel Injection Pump
2020-05-08 | OPE20-1453 | 1 | Spring Support | 032Q053 | 1 | pc | 2020-05-08 |  |  |  | 0
2020-05-08 | OPE20-1453 | 2 | Oil Cap | 030Q025 | 1 | pc | 2020-05-08 |  |  |  | 0
Replacement Parts for Reconditioning of Spare Fuel Pump Drive and Fuel Injection Pump
2020-05-08 | OPE20-1454 | 1 | Spring Support | 032Q053 | 1 | pc | 2020-05-08 |  |  |  | 0
2020-05-08 | OPE20-1454 | 2 | Oil Cap | 030Q025 | 1 | pc | 2020-05-08 |  |  |  | 0
Consumable for the Reconditioning of Gate Valve
2020-05-28 | OPE20-1455 | 1 | Packing, 1/4" |  | 2 | pcs | 2020-05-08 |  |  |  | 0
2020-05-28 | OPE20-1455 | 2 | Bolt, Allen, M12 x 3 mm, with Nut |  | 2 | pcs | 2020-05-08 |  |  |  | 0
Re-installation of Cooling Tower Fan Motor
2020-06-23 | OPE20-1456 | 1 | Washer, Lock, M16 |  | 4 | pcs | 2020-06-23 |  |  |  | 0
2020-06-23 | OPE20-1456 | 2 | Washer, Plain, M16 |  | 4 | pcs | 2020-06-23 |  |  |  | 0
Replacement Parts for the Reconditioning of Fuel Injection Pump, Fuel Pump Drive and Fuel Oil Piping
2020-02-08 | OPE20-1457 | 1 | Connector | 030Q003 | 1 | pc | 2020-02-08 |  |  |  | 0
2020-02-08 | OPE20-1457 | 2 | O-Ring | 030Q014 | 1 | pc | 2020-02-08 |  |  |  | 0
2020-02-08 | OPE20-1457 | 3 | Spring Support | 032Q053 | 1 | pc | 2020-02-08 |  |  |  | 0
2020-02-08 | OPE20-1457 | 4 | O-Ring | 136Q083 | 1 | pc | 2020-02-08 |  |  |  | 0
2020-02-08 | OPE20-1457 | 5 | Oil Cap | 030Q025 | 1 | pc | 2020-02-08 |  |  |  | 0
2020-02-08 | OPE20-1457 | 6 | Pump Body | 030Q001 | 1 | pc | 2020-02-08 |  |  |  | 0
Replacement of Worn-out Fuel Module Filter
2020-09-30 | OPE20-1458 | 1 | K8E Strainer, Kanagawa Backwash Filter |  | 1 | assy | 2020-09-30 |  |  |  | 0
Replacement Parts for the Reconditioning of Spare Starting and Shutdown Solenoid Valve
2020-02-18 | OPE20-1459 | 1 | O-Ring, 22 x 2 mm |  | 1 | pc | 2020-02-18 |  |  |  | 0
2020-02-18 | OPE20-1459 | 2 | O-Ring, 24 x 2 mm |  | 1 | pc | 2020-02-18 |  |  |  | 0
Replacement Parts for the Crankcase Door
2020-02-28 | OPE20-1460 | 1 | Packing | 035Q005 | 1 | pc | 2020-02-28 |  |  |  | 0
Replacement Bolts for Exhaust Manifold
2020-02-28 | OPE20-1461 | 1 | Bolt, M12 x 50 mm, High Tensile |  | 10 | pcs | 2020-02-28 |  |  |  | 0
2020-02-28 | OPE20-1461 | 2 | Bolt, M16 x 40 mm, High Tensile |  | 1 | pc | 2020-02-28 |  |  |  | 0
Replacement Parts for the Reconditioning of Spare Exhaust Valve
2020-02-28 | OPE20-1462 | 1 | Split Collar | 015Q039 | 2 | pcs | 2020-03-05 |  |  |  | 0
Replacement Parts for Starting Air Compressor
2020-02-19 | OPE20-1463 | 1 | Spring Vlave Inlet, 1 RHP 10/11 | 30221550 | 1 | pc | 2020-02-19 |  |  |  | 0
2020-02-19 | OPE20-1463 | 2 | Gasket Plate Valve Inlet 1 RHP, 10/12 | 30215891 | 1 | pc | 2020-02-19 |  |  |  | 0
500 R-hrs Preventive Maintenance Requirement
2020-11-04 | OPE20-1479 | 1 | Diesel oil |  | 40 | liters | 2020-11-16 | POPE20-1479-2106 | Sum-ag Petron Gas Station | 2020-11-11 | 1228 | COD
2020-11-04 | OPE20-1479 | 2 | Kerosene |  | 20 | liters | 2020-11-16 | POPE20-1479-2106 | Sum-ag Petron Gas Station | 2020-11-11 | 715.4 | COD
2020-11-04 | OPE20-1479 | 3 | Shell Tellus S2 M68 |  | 1 | pail | 2020-11-16 | POPE20-1479-2102 | VCY Sales Corporation (Lubricants) | 2020-11-11 | 2945.83
2020-11-04 | OPE20-1479 | 4 | Penetrant, Multi Use, WD-40, Net Content: 382 mL / 311G / 12.9 FL.OZ |  | 4 | cans | 2020-11-16 | POPE20-1479-2088 | Ace Hardware Philippines, Inc. - Bacolod Branch | 2020-11-10 | 1019
2020-11-04 | OPE20-1479 | 5 | Gasket Maker, Red High Temp RTV Silicone, ? 300 ?C |  | 1 | pc | 2020-11-16 | POPE20-1479-2089 | Ace Hardware Philippines, Inc. - Bacolod Branch | 2020-11-10 | 79.75
2020-11-04 | OPE20-1479 | 6 | Brush, Steel |  | 2 | pcs | 2020-11-16 | POPE20-1479-2098 | Sugarland Hardware Corp. | 2020-11-10 | 36
2020-11-04 | OPE20-1479 | 7 | Brush, Paint, 2" |  | 2 | pcs | 2020-11-16 | POPE20-1479-2103 | Greenlane Hardware and Construction Supply Inc | 2020-11-11 | 25
2020-11-04 | OPE20-1479 | 8 | Rags, Cotton |  | 10 | kgs | 2020-11-16 | POPE20-1479-2115 | Procolors T-Shirts Printing | 2020-11-12 | 500
2020-11-04 | OPE20-1479 | 9 | Gloves, Knitted Cotton |  | 30 | pairs | 2020-11-16 | POPE20-1479-2090 | Greenlane Hardware and Construction Supply Inc | 2020-11-10 | 343.5
2020-11-04 | OPE20-1479 | 10 | Grease, Multi Purpose, 500 grams |  | 1 | cont. | 2020-11-16 | POPE20-1479-2077 | Visayan Construction Supply | 2020-11-10 | 250
2020-11-04 | OPE20-1479 | 11 | Cleaner, Stator Winding, Medium Dry |  | 5 | liters | 2020-11-16 |  |  |  | 0
2020-11-04 | OPE20-1479 | 12 | Denatured Alcohol |  | 3 | bottles | 2020-11-16 | POPE20-1479-2076 | Visayan Construction Supply | 2020-11-10 | 96
2020-11-04 | OPE20-1479 | 13 | Cleaner, Contact, Specialist Fast Drying, WD 40, 360 mL |  | 1 | can | 2020-11-16 | POPE20-1479-2091 | Ace Hardware Philippines, Inc. - Bacolod Branch | 2020-11-10 | 429.75
2020-11-04 | OPE20-1479 | 14 | Lamp, Flourescent Tube, 220VAC, 40W |  | 5 | pcs | 2020-11-16 | POPE20-1479-2093 | HKL Enterprises Incorporated | 2020-11-10 | 385
2020-11-04 | OPE20-1479 | 15 | Starter, Fluorescent, FS-4, 30-40 W, with condenser |  | 5 | pcs | 2020-11-16 | POPE20-1479-2099 | Yousave Electrical Supply | 2020-11-10 | 35
2020-11-04 | OPE20-1479 | 16 | Adhesive Tape, Electrical, Vinyl, 0.16mm x 19mm x 16m |  | 10 | rolls | 2020-11-16 | POPE20-1479-2078POPE20-1479-2258 | Visayan Construction SupplyAA Electrical Supply | 2020-11-102020-12-16 | 0.039004
2020-11-04 | OPE20-1479 | 17 | Adhesive, Loctite 495 |  | 1 | pc | 2020-11-16 | POPE20-1479-2073 | Visayan Construction Supply | 2020-11-09 | 440
2020-11-04 | OPE20-1479 | 18 | Adhesive, Mighty Bond, 3 grams |  | 3 | pcs | 2020-11-16 | POPE20-1479-2092 | Greenlane Hardware and Construction Supply Inc | 2020-11-10 | 135
2020-11-04 | OPE20-1479 | 19 | Abrasive, Sand Paper, Grit 800 |  | 3 | sheets | 2020-11-16 | POPE20-1479-2092 | Greenlane Hardware and Construction Supply Inc | 2020-11-10 | 42
2020-11-04 | OPE20-1479 | 20 | Tie, Mounting, 1" x 1" |  | 1 | pack | 2020-11-16 | POPE20-1479-2097 | AA Electrical Supply | 2020-11-10 | 100
2020-11-04 | OPE20-1479 | 21 | Tie, Spiral, 1/2" |  | 10 | meters | 2020-11-16 | POPE20-1479-2101 | AA Electrical Supply | 2020-11-11 | 480
2020-11-04 | OPE20-1479 | 22 | Tie, Cable, 152mm x 5mm |  | 1 | pack | 2020-11-16 | POPE20-1479-2093 | HKL Enterprises Incorporated | 2020-11-10 | 45
2020-11-04 | OPE20-1479 | 23 | Tie, Cable, 250mm x 3.6mm |  | 1 | pack | 2020-11-16 | POPE20-1479-2093 | HKL Enterprises Incorporated | 2020-11-10 | 100
2020-11-04 | OPE20-1479 | 24 | Lug, Insulated Terminal Lugs, AWG 12-16, Y-type |  | 50 | pcs | 2020-11-16 | POPE20-1479-2094 | Jas't Marketing Co. | 2020-12-29 | 0
2020-11-04 | OPE20-1479 | 25 | Heat Shrinkable Tube, Size AWG 12 - 16 |  | 60 | pcs | 2020-11-16 |  |  |  | 0
2020-11-04 | OPE20-1479 | 26 | Soldering Lead |  | 1 | roll | 2020-11-16 | POPE20-1479-2100 | Greenlane Hardware and Construction Supply Inc | 2020-11-10 | 255
2020-11-04 | OPE20-1479 | 27 | Adhesive Tape, Brady Wire Marker Tape, Yellow in Black, Vinyl, 19.1mm |  | 1 | cartridge | 2020-11-16 |  |  |  | 0
Additional Materials for Modification of Pipelines During Transfer of Lube Oil Circulating Pumps From Sump to Ground Floor Level (Superseded PR-586-2019)
2020-11-11 | OPE20-1494 | 1 | Pipe, BI, Seamless, 1 1/2" |  | 2 | lengths | 2020-11-21 |  |  |  | 0 | COD
2020-11-11 | OPE20-1494 | 2 | Elbow, 90?, BI, Seamless, 1 1/2" |  | 20 | pcs | 2020-11-21 |  |  |  | 0
2020-11-11 | OPE20-1494 | 3 | Flange, Slip-on, BI, Class 150, 1 1/2" |  | 12 | pcs | 2020-11-21 |  |  |  | 0
Replacement of Worn-out / Damaged Engine-Driven Fire Pump Starting Motor
2020-11-16 | OPE20-1497 | 1 | B Series Sarting Motor, Starter Manufacturer : Delco - Remy, Starter Model : 28MT, Starter Mount Prov.: SAE#1 - 3 Bolt 90 Deg, Starter Style: Barrel, Pinion Gear Pitch: 10/12, For Clutch Type: Dry, Starter Voltage: 24V, With Heat Shield: No, Flange Thickness: 13 mm, Type: 171 | 3916854 | 1 | unit | 2020-11-27 |  |  |  | 0
Installation of Flow Switch at Raw Water Line
2020-08-20 | OPE20-1511 | 1 | Coupling, Stainless Steel, 1" NPT x 1 1/2" |  | 5 | pcs | 2020-08-31 | POPE20-1511-2161 | Golden Gate Hardware | 2020-12-01 | 650 | COD
2020-08-20 | OPE20-1511 | 2 | Welding Electrode, Stainless Steel, 3/32" x 12" |  | 2 | kgs | 2020-08-31 |  |  |  | 0
Operations and Maintenance Consumables
2020-11-26 | OPE20-1512 | 1 | Diesel Oil |  | 20 | liters | 2020-11-16 | POPE20-1512-2238 | Sum-ag Petron Gas Station | 2020-12-15 | 697 | COD
2020-11-26 | OPE20-1512 | 2 | Kerosene |  | 20 | liters | 2020-11-16 | POPE20-1512-2238 | Sum-ag Petron Gas Station | 2020-12-15 | 792.4 | COD
2020-11-26 | OPE20-1512 | 3 | Acetylene |  | 1 | cylinder | 2020-11-16 | POPE20-1512-2283 | Bacolod Oxygen Acetylene Gas Corp. | 2020-12-16 | 1100
2020-11-26 | OPE20-1512 | 4 | Oxygen |  | 2 | cylinders | 2020-11-16 | POPE20-1512-2284 | Central Gas Corporation (CEGASCO) | 2020-12-16 | 800
2020-11-26 | OPE20-1512 | 5 | Penetrant, Multi Use, WD-40, Net Content: 382 mL / 311G / 12.9 FL.OZ |  | 2 | cans | 2020-11-16 | POPE20-1512-2279 | Ace Hardware Philippines, Inc. - Bacolod Branch | 2020-12-16 | 509.5
2020-11-26 | OPE20-1512 | 6 | Grease, Multi Purpose, 500 grams |  | 2 | cont. | 2020-11-16 | POPE20-1512-2278 | Visayan Construction Supply | 2020-12-16 | 500
2020-11-26 | OPE20-1512 | 7 | Electrode, Welding, E6011, 1/8" x 12" |  | 10 | kgs | 2020-11-16 | POPE20-1512-2278 | Visayan Construction Supply | 2020-12-16 | 990
2020-11-26 | OPE20-1512 | 8 | Electrode, Welding, E6013, 1/8" x 12" |  | 10 | kgs | 2020-11-16 | POPE20-1512-2278 | Visayan Construction Supply | 2020-12-16 | 950
2020-11-26 | OPE20-1512 | 9 | Glass, Dark , #10 |  | 1 | pcs | 2020-09-14 | POPE20-1512-2278 | Visayan Construction Supply | 2020-12-16 | 8
2020-11-26 | OPE20-1512 | 10 | Disc, Cutting, 4" x 3/32" x 5/8" (Tyrolit 41 A30Q-BF) |  | 25 | pcs | 2020-11-16 | POPE20-1512-2278 | Visayan Construction Supply | 2020-12-16 | 2412.5
2020-11-26 | OPE20-1512 | 11 | Blade, Hacksaw, HSS, 300mm/12", 18 TPI |  | 2 | pcs | 2020-11-16 | POPE20-1512-2280 | SGS Hardware Corporation | 2020-12-16 | 110
2020-11-26 | OPE20-1512 | 12 | Paper, Abrasive, Grit 1000 - Creston Silicon Carbide Abrasive Paper |  | 10 | pcs | 2020-11-16 | POPE20-1512-2291 | Visayan Construction Supply | 2020-12-18 | 150 | COD
2020-11-26 | OPE20-1512 | 13 | Paper, Abrasive, Grit 120 - Creston Silicon Carbide Abrasive Paper |  | 10 | pcs | 2020-11-16 | POPE20-1512-2291 | Visayan Construction Supply | 2020-12-18 | 100 | COD
2020-11-26 | OPE20-1512 | 14 | Bulb, LED, Daylight, 35 Watts, Input Voltage: AC 180-265V 50/60 Hz |  | 5 | pcs | 2020-11-16 | POPE20-1512-2287 | Jas't Marketing Co. | 2020-12-17 | 3555
2020-11-26 | OPE20-1512 | 15 | Gloves, Knitted Cotton |  | 25 | pairs | 2020-11-16 | POPE20-1512-2281POPE20-1512-2282 | Greenlane Hardware and Construction Supply IncProcolors T-Shirts Printing | 2020-12-162020-12-16 | 286.3865
2020-11-26 | OPE20-1512 | 16 | Rags, Cotton |  | 10 | kgs | 2020-11-16 |  |  |  | 0
2020-11-26 | OPE20-1512 | 17 | Bag, Garbage, Medium |  | 10 | pcs | 2020-11-16 |  |  |  | 0
Spare Parts for Pielstick Engine Units
2020-12-01 | OPE20-1515 | 1 | Cylinder Head Complete (Includes: Head, Valve Box (Cage), Inlet + Exhaust Valves, Injector + Nozzle, Spring + Gutter) | 010Q | 4 | assembly | 2020-12-02 | POPE20-1515-2175 | Progen Dieseltech Services Corp. | 2020-12-02 | 0
2020-12-01 | OPE20-1515 | 2 | Cylinder Head Bare and/with Valve Box / Cage | 010Q001 & | 6 | units | 2020-12-02 | POPE20-1515-2175 | Progen Dieseltech Services Corp. | 2020-12-02 | 0
2020-12-01 | OPE20-1515 | 3 | Cylinder Head Bare (without accessories) | 010Q001 | 1 | unit | 2020-12-02 | POPE20-1515-2175 | Progen Dieseltech Services Corp. | 2020-12-02 | 0
For PR#: FR-330-2020 (Ladies Dorm), PR-174-2020 (Raw Water Pump Shed), FR-367-2020 (ECMG), PR-369-2020 (O&M)
2020-12-14 | OPE20-1520 | 1 | Electrode; welding, 1/8" x E6011, Brand: Wipweld |  | 1 | box | 2020-12-14 | Cancelled |  |  | 0
For PR#: FR-330-2020 (Ladies Dorm), PR-174-2020 (Raw Water Pump Shed), FR-367-2020 (ECMG), PR-369-2020 (O&M)
2020-12-14 | OPE20-1521 | 1 | Electrode; welding, 1/8" x E6011, Brand: Wipweld |  | 1 | box | 2020-12-14 | Cancelled |  |  | 0
For PR#: FR-330-2020 (Ladies Dorm), PR-174-2020 (Raw Water Pump Shed), FR-367-2020 (ECMG), PR-369-2020 (O&M)
2020-12-14 | OPE20-1522 | 1 | Electrode; welding, 1/8" x E6011, (1 box = 20 kgs) |  | 1 | box | 2020-12-14 | POPE20-1522-2211POPE20-1522-2229 | VCY Sales CorporationVCY Sales Corporation | 2020-12-142020-12-14 | 1.795
Operations and Maintenance Consumables
2021-01-09 | OPE21-1537 | 1 | Multicleaner, Uniliq, Water Based |  | 1 | pail | 2021-01-18 |  |  |  | 0
2021-01-09 | OPE21-1537 | 2 | Diesel Oil |  | 20 | liters | 2021-01-18 | POPE21-1537-2403 | Sum-ag Petron Gas Station | 2021-01-21 | 746 | COD
2021-01-09 | OPE21-1537 | 3 | Kerosene |  | 20 | liters | 2021-01-18 | POPE21-1537-2403 | Sum-ag Petron Gas Station | 2021-01-21 | 835.4 | COD
2021-01-09 | OPE21-1537 | 4 | Penetrant, Multi Use, WD-40, Net Content: 382 mL / 311G / 12.9 FL.OZ |  | 3 | cans | 2021-01-18 | POPE21-1537-2388 | Ace Hardware Philippines, Inc. - Bacolod Branch | 2021-01-18 | 764.25
2021-01-09 | OPE21-1537 | 5 | Polish, Metal, A-1 Premium Grade Net Content, 150ml |  | 1 | can | 2021-01-18 | POPE21-1537-2389 | Visayan Construction Supply | 2021-01-18 | 150
2021-01-09 | OPE21-1537 | 6 | Acetylene |  | 1 | cyl | 2021-01-18 | POPE21-1537-2406 | Bacolod Oxygen Acetylene Gas Corp. | 2021-01-21 | 0
2021-01-09 | OPE21-1537 | 7 | Oxygen |  | 2 | cyls | 2021-01-18 |  |  |  | 0
2021-01-09 | OPE21-1537 | 8 | Electrode, Welding, E6011, 1/8" x 12" |  | 10 | kgs | 2021-01-18 | POPE21-1537-2466 | Visayan Construction Supply | 2021-02-03 | 0
2021-01-09 | OPE21-1537 | 9 | Electrode, Welding, E3013, 1/8" x 12" |  | 10 | kgs | 2021-01-18 |  |  |  | 0
2021-01-09 | OPE21-1537 | 10 | Electrode, Welding, E304, 3/32" x 12" (Stainless Steel Welding Electrode) |  | 1 | kg | 2021-01-18 | POPE21-1537-2398 | Visayan Construction Supply | 2021-01-20 | 390
2021-01-09 | OPE21-1537 | 11 | Gloves, Welding, 16" - 18" long |  | 1 | pair | 2021-01-18 | POPE21-1537-2389 | Visayan Construction Supply | 2021-01-18 | 222
2021-01-09 | OPE21-1537 | 12 | Glass, Clear, 2" x 4" |  | 1 | pcs | 2021-01-18 | POPE21-1537-2389 | Visayan Construction Supply | 2021-01-18 | 7
2021-01-09 | OPE21-1537 | 13 | Glass, Dark , #10 |  | 2 | pcs | 2021-01-18 | POPE21-1537-2389 | Visayan Construction Supply | 2021-01-18 | 16
2021-01-09 | OPE21-1537 | 14 | Grinding Wheel, Gray, 6x1x3/4" |  | 1 | pc | 2021-01-18 |  |  |  | 0
2021-01-09 | OPE21-1537 | 15 | Circular Brush, 6", Preferred Brand: Creston |  | 1 | pc | 2021-01-18 |  |  |  | 0
2021-01-09 | OPE21-1537 | 16 | Disc, Cutting, 4" x 3/32" x 5/8" (Tyrolit 41 A30Q-BF) |  | 25 | pcs | 2021-01-18 | POPE21-1537-2466 | Visayan Construction Supply | 2021-02-03 | 0
2021-01-09 | OPE21-1537 | 17 | Paper, Abrasive, Grit 1000 - Creston Silicon Carbide Abrasive Paper |  | 5 | sheets | 2021-01-18 |  |  |  | 0
2021-01-09 | OPE21-1537 | 18 | Paper, Abrasive, Grit 800 - Creston Silicon Carbide Abrasive Paper |  | 10 | sheets | 2021-01-18 | POPE21-1537-2390 | Greenlane Hardware and Construction Supply Inc | 2021-01-18 | 140
2021-01-09 | OPE21-1537 | 19 | Paper, Abrasive, Grit 600 - Creston Silicon Carbide Abrasive Paper |  | 10 | sheets | 2021-01-18 |  |  |  | 0
2021-01-09 | OPE21-1537 | 20 | Paper, Abrasive, Grit 120 - Creston Silicon Carbide Abrasive Paper |  | 10 | sheets | 2021-01-18 | POPE21-1537-2467 | Visayan Construction Supply | 2021-02-03 | 0
2021-01-09 | OPE21-1537 | 21 | Brush, Steel |  | 2 | pcs | 2021-01-18 | POPE21-1537-2468 | Sugarland Hardware Corp. | 2021-02-03 | 0
2021-01-09 | OPE21-1537 | 22 | Blade, Hacksaw, HSS, 300mm/12", 18 TPI |  | 2 | pcs | 2021-01-18 | POPE21-1537-2469 | SGS Hardware Corporation | 2021-02-03 | 0
2021-01-09 | OPE21-1537 | 23 | Drill Bit, HSS, 1/4" |  | 1 | pc | 2021-01-18 | POPE21-1537-2401 | Bacolod Mindanao Lumber and Plywood | 2021-01-20 | 105 | COD
2021-01-09 | OPE21-1537 | 24 | Drill Bit, HSS, 1/8" |  | 3 | pcs | 2021-01-18 | POPE21-1537-2401 | Bacolod Mindanao Lumber and Plywood | 2021-01-20 | 177 | COD
2021-01-09 | OPE21-1537 | 25 | Drill Bit, HSS, 1/16" |  | 2 | pcs | 2021-01-18 | POPE21-1537-2399 | Visayan Construction Supply | 2021-01-20 | 130 | COD
2021-01-09 | OPE21-1537 | 26 | Adhesive, Rugby, Contact Cement, 300mL |  | 1 | bottle | 2021-01-18 | POPE21-1537-2389 | Visayan Construction Supply | 2021-01-18 | 60
2021-01-09 | OPE21-1537 | 27 | Gasket Maker, Red RTV, High Temperature (up to 650 ?F), 85 Grams |  | 1 | pc | 2021-01-18 | POPE21-1537-2397 | Bacolod Paint Marketing | 2021-01-20 | 90
2021-01-09 | OPE21-1537 | 28 | Bulb, LED, Daylight, 14 Watts, Input Voltage: AC 180-265V 50/60 Hz |  | 2 | pcs | 2021-01-18 | POPE21-1537-2392POPE21-1537-2396 | Jas't Marketing Co.Jas't Marketing Co. | 2021-01-182021-01-19 | 1.422
2021-01-09 | OPE21-1537 | 29 | Battery, AA, 1.5 Volts |  | 6 | pcs | 2021-01-18 | POPE21-1537-2391 | New Llacer Electronics & Electrical Supply | 2021-01-18 | 294
2021-01-09 | OPE21-1537 | 30 | Battery, AAA, 1.5Volts |  | 4 | pcs | 2021-01-18 | POPE21-1537-2391 | New Llacer Electronics & Electrical Supply | 2021-01-18 | 220
2021-01-09 | OPE21-1537 | 31 | Rags, Cotton |  | 10 | kgs | 2021-01-18 | POPE21-1537-2471 | Procolors T-Shirts Printing | 2021-02-03 | 0
2021-01-09 | OPE21-1537 | 32 | Gloves, Knitted Cotton |  | 25 | pairs | 2021-01-18 | POPE21-1537-2390 | Greenlane Hardware and Construction Supply Inc | 2021-01-18 | 286.25
2021-01-09 | OPE21-1537 | 33 | Chalkstone |  | 10 | pcs | 2021-01-18 | POPE21-1537-2390 | Greenlane Hardware and Construction Supply Inc | 2021-01-18 | 40
2021-01-09 | OPE21-1537 | 34 | Brush, Paint, 2" |  | 2 | pcs | 2021-01-18 | POPE21-1537-2390 | Greenlane Hardware and Construction Supply Inc | 2021-01-18 | 25
2021-01-09 | OPE21-1537 | 35 | Soap, Liquid, Industrial |  | 2 | gallons | 2021-01-18 | POPE21-1537-2393 | TMVG Multi-Sales, Inc. | 2021-01-18 | 560
2021-01-09 | OPE21-1537 | 36 | Bag, Garbage, Large |  | 10 | pcs | 2021-01-18 |  |  |  | 0
LO Purifier Recovery System
2020-07-07 | Rey D. Argawanon / Godfrey S.E. Samano20-1326 | 1 | 22mm2 THWN copper wire |  | 60 | mtrs. | 2020-07-24 | Cancelled |  |  | 0
2020-07-07 | Rey D. Argawanon / Godfrey S.E. Samano20-1326 | 2 | RSC Conduit 1 1/2" diameter |  | 2 | lengths | 2020-07-24 | Cancelled |  |  | 0
2020-07-07 | Rey D. Argawanon / Godfrey S.E. Samano20-1326 | 3 | LTFMC conduit 1 1/2" diameter |  | 4 | mtrs. | 2020-07-24 | Cancelled |  |  | 0
2020-07-07 | Rey D. Argawanon / Godfrey S.E. Samano20-1326 | 4 | Line box conduit 1 1/2" diameter |  | 2 | pcs. | 2020-07-24 | Cancelled |  |  | 0
2020-07-07 | Rey D. Argawanon / Godfrey S.E. Samano20-1326 | 5 | RSC conduit 2" diameter |  | 2 | lengths | 2020-07-24 | Cancelled |  |  | 0
2020-07-07 | Rey D. Argawanon / Godfrey S.E. Samano20-1326 | 6 | Line box conduit 2" diameter |  | 3 | pcs. | 2020-07-24 | Cancelled |  |  | 0
2020-07-07 | Rey D. Argawanon / Godfrey S.E. Samano20-1326 | 7 | RSC straight connector 2" diameter |  | 8 | pcs. | 2020-07-24 | Cancelled |  |  | 0
2020-07-07 | Rey D. Argawanon / Godfrey S.E. Samano20-1326 | 8 | Thermal overload relay Schneider, LRE 08, Easy pact, thermal protection adjustment range: 2.5-4A |  | 2 | pcs. | 2020-07-24 | Cancelled |  |  | 0
2020-07-07 | Rey D. Argawanon / Godfrey S.E. Samano20-1326 | 9 | Thermal overload relay Schneider, LRE 21, Easy pact, thermal protection adjustment range: 12-18A |  | 2 | pcs. | 2020-07-24 | Cancelled |  |  | 0
2020-07-07 | Rey D. Argawanon / Godfrey S.E. Samano20-1326 | 10 | MCCB (Molded Case Circuit Breaker) Schneider Easy Pact EZC100B-TMD-50A, 3 pole |  | 2 | pc. | 2020-07-24 | Cancelled |  |  | 0
2020-07-07 | Rey D. Argawanon / Godfrey S.E. Samano20-1326 | 11 | Easy Pact TVS Contactor 3P(3 NO), LC1E 80M5, 220 VAC Coil, 60Hz |  | 2 | pc. | 2020-07-24 | Cancelled |  |  | 0
2020-07-07 | Rey D. Argawanon / Godfrey S.E. Samano20-1326 | 12 | Ring type terminal lug Single hole copper, size: AWG #4 |  | 32 | pcs. | 2020-07-24 | Cancelled |  |  | 0
2020-07-07 | Rey D. Argawanon / Godfrey S.E. Samano20-1326 | 13 | Ring type terminal lug Single hole copper, size: AWG #6 |  | 20 | pcs. | 2020-07-24 | Cancelled |  |  | 0
2020-07-07 | Rey D. Argawanon / Godfrey S.E. Samano20-1326 | 14 | Electrical rubber tape, size: big |  | 4 | pcs. | 2020-07-24 | Cancelled |  |  | 0
2020-07-07 | Rey D. Argawanon / Godfrey S.E. Samano20-1326 | 15 | Electrical vinyl tape, size: big |  | 4 | pcs. | 2020-07-24 | Cancelled |  |  | 0
2020-07-07 | Rey D. Argawanon / Godfrey S.E. Samano20-1326 | 16 | Temperature controller TOHO, TTM-004-R-A |  | 1 | pc. | 2020-07-24 | Cancelled |  |  | 0
2020-07-07 | Rey D. Argawanon / Godfrey S.E. Samano20-1326 | 17 | Auxiliary relay OMRON, LY4N, 14 pins with socket 5 amps, 220 Vac coil |  | 12 | pcs. | 2020-07-24 | Cancelled |  |  | 0
2020-07-07 | Rey D. Argawanon / Godfrey S.E. Samano20-1326 | 18 | Easy Pact TVS Contactor Schneider, 3 Pole, LC1E1210M5, 440 Vac coil, 60Hz |  | 2 | pcs. | 2020-07-24 | Cancelled |  |  | 0
2020-07-07 | Rey D. Argawanon / Godfrey S.E. Samano20-1326 | 19 | Pilot Lamp, LED Brand: Sassin / Tylynn, Specs: 220V, 20mA, Color: Red |  | 8 | pcs. | 2020-07-24 | Cancelled |  |  | 0
2020-07-07 | Rey D. Argawanon / Godfrey S.E. Samano20-1326 | 20 | Pilot Lamp, LED Brand: Sassin / Tylynn, Specs: 220V, 20mA, Color: Green |  | 8 | pcs. | 2020-07-24 | Cancelled |  |  | 0
2020-07-07 | Rey D. Argawanon / Godfrey S.E. Samano20-1326 | 21 | Din Rail |  | 2 | ft. | 2020-07-24 | Cancelled |  |  | 0
EIC
2019-11-15 | Rey D. Argawanon19-1131 | 1 | Silica gel beads, Color: Blue |  | 5 | kgs | 2019-11-21 | Cancelled |  |  | 0
2019-11-15 | Rey D. Argawanon19-1131 | 2 | Cable tie 3mm x 100mm |  | 200 | pcs. | 2019-11-21 | Cancelled |  |  | 0
2019-11-15 | Rey D. Argawanon19-1131 | 3 | Cable Tie 5mm x 250mm |  | 200 | pcs. | 2019-11-21 | Cancelled |  |  | 0
2019-11-15 | Rey D. Argawanon19-1131 | 4 | Spiral wrapping bands, SWB-12 |  | 10 | mtrs | 2019-11-21 | Cancelled |  |  | 0
2019-11-15 | Rey D. Argawanon19-1131 | 5 | Insulated terminal lugs Size: 14-16 AWG, Fork type |  | 100 | pcs | 2019-11-21 | Cancelled |  |  | 0
2019-11-15 | Rey D. Argawanon19-1131 | 6 | Cotton gloves |  | 5 | pairs | 2019-11-21 | Cancelled |  |  | 0
2019-11-15 | Rey D. Argawanon19-1131 | 7 | Din rail |  | 2 | ft. | 2019-11-21 | Cancelled |  |  | 0
EIC
2020-01-20 | Rey D. Argawanon20-1198 | 1 | WD40 Multi-purpose |  | 1 | cans | 2020-01-27 | Cancelled |  |  | 0
2020-01-20 | Rey D. Argawanon20-1198 | 2 | Contact cleaner |  | 2 | cans | 2020-01-27 | Cancelled |  |  | 0
2020-01-20 | Rey D. Argawanon20-1198 | 3 | Denatured alcohol |  | 1 | liter | 2020-01-27 | Cancelled |  |  | 0
2020-01-20 | Rey D. Argawanon20-1198 | 4 | Vinyl electrical tape (Big), brand: armak |  | 10 | rolls | 2020-01-27 | Cancelled |  |  | 0
2020-01-20 | Rey D. Argawanon20-1198 | 5 | Cotton with rubber gloves |  | 8 | pairs | 2020-01-27 | Cancelled |  |  | 0
2020-01-20 | Rey D. Argawanon20-1198 | 6 | Cable tie 450mm x 5mm |  | 50 | pcs | 2020-01-27 | Cancelled |  |  | 0
2020-01-20 | Rey D. Argawanon20-1198 | 7 | Cable tie 150mm x 3mm |  | 50 | pcs. | 2020-01-27 | Cancelled |  |  | 0
2020-01-20 | Rey D. Argawanon20-1198 | 8 | Cable Tie 200mm x 8mm |  | 50 | pcs. | 2020-01-27 | Cancelled |  |  | 0
2020-01-20 | Rey D. Argawanon20-1198 | 9 | Distilled water |  | 4 | quarts | 2020-01-27 | Cancelled |  |  | 0
2020-01-20 | Rey D. Argawanon20-1198 | 10 | Battery AA |  | 9 | pcs. | 2020-01-27 | Cancelled |  |  | 0
2020-01-20 | Rey D. Argawanon20-1198 | 11 | Battery 9 Volts |  | 1 | pcs. | 2020-01-27 | Cancelled |  |  | 0
2020-01-20 | Rey D. Argawanon20-1198 | 12 | Masking tape 1/2" |  | 3 | rolls | 2020-01-27 | Cancelled |  |  | 0
2020-01-20 | Rey D. Argawanon20-1198 | 13 | Masking tape 1" |  | 3 | rolls | 2020-01-27 | Cancelled |  |  | 0
2020-01-20 | Rey D. Argawanon20-1198 | 14 | Abrasive paper 180, water resistant |  | 5 | sheets | 2020-01-27 | Cancelled |  |  | 0
2020-01-20 | Rey D. Argawanon20-1198 | 15 | Drill bit, 3/6 |  | 2 | pcs. | 2020-01-27 | Cancelled |  |  | 0
2020-01-20 | Rey D. Argawanon20-1198 | 16 | Drill bit, 1/4 |  | 2 | pcs. | 2020-01-27 | Cancelled |  |  | 0
2020-01-20 | Rey D. Argawanon20-1198 | 17 | Broom |  | 1 | pc. | 2020-01-27 | Cancelled |  |  | 0
SJ6000 Mitsubishi Purifier
2020-01-20 | Rey D. Argawanon20-1200 | 1 | Thermal Overload Relay Brand: Schneider, LRD 33, Range: 17-104 Amps. |  | 2 | pcs. | 2020-01-27 | Cancelled |  |  | 0
2020-01-20 | Rey D. Argawanon20-1200 | 2 | Timer Relay Brand: Schneider, LADT2, On Delay Product: TeSys D (Ui) Rated Insulation Voltage: 600 V confirming to IEC 60947-1 |  | 2 | pcs. | 2020-01-27 | Cancelled |  |  | 0
2020-01-20 | Rey D. Argawanon20-1200 | 3 | Yokoha Inductrial Control Potential Transformer Capacity: 25 VA, Primary Voltage: 440 Vac, Secondary Voltage: 120 Vac, Single phase, 60Hz |  | 1 | unit | 2020-01-27 | Cancelled |  |  | 0
Power Circuit Main Contactor of Lube Oil Purifier DG Unit 5
2020-04-14 | Rey D. Argawanon20-1275 | 1 | Auxiliary Contact Side Mount Part No: CA7-PA-11 1NO/1NC Brand: Sprecher + Schuh |  | 4 | pcs | 2020-04-15 | Cancelled |  |  | 0
2020-04-14 | Rey D. Argawanon20-1275 | 4 |  |  | 0 |  | 2020-04-15 | Cancelled |  |  | 0
2020-04-14 | Rey D. Argawanon20-1275 | 5 |  |  | 0 |  | 2020-04-15 | Cancelled |  |  | 0
2020-04-14 | Rey D. Argawanon20-1275 | 7 |  |  | 0 |  | 2020-04-15 | Cancelled |  |  | 0
2020-04-14 | Rey D. Argawanon20-1275 | 8 |  |  | 0 |  | 2020-04-15 | Cancelled |  |  | 0
2020-04-14 | Rey D. Argawanon20-1275 | 11 |  |  | 0 |  | 2020-04-15 | Cancelled |  |  | 0
2020-04-14 | Rey D. Argawanon20-1275 | 13 |  |  | 0 |  | 2020-04-15 | Cancelled |  |  | 0
2020-04-14 | Rey D. Argawanon20-1275 | 14 |  |  | 0 |  | 2020-04-15 | Cancelled |  |  | 0
2020-04-14 | Rey D. Argawanon20-1275 | 19 | Provide one copy each for Purchasing (Site & Bacolod office) |  | 0 |  | 2020-04-15 | Cancelled |  |  | 0
2020-04-14 | Rey D. Argawanon20-1275 | 20 | Provide one copy for Managers (Request approved by) |  | 0 |  | 2020-04-15 | Cancelled |  |  | 0
Power Circuit Main Contactor of Lube Oil Purifier DG Unit 5
2020-04-14 | Rey D. Argawanon20-1276 | 1 | Auxiliary Contact Side Mount Part No: CA7-PA-11 1NO/1NC Brand: Sprecher + Schuh |  | 4 | pcs | 2020-04-15 | Cancelled |  |  | 0
Raw Water System Dg1- Dg5
2020-08-22 | Rey D. Argawanon20-1393 | 1 | Miniature circuit breaker Brand : Delixi, 2 pole, 8 amps |  | 6 | pcs. | 2020-09-12 | Cancelled |  |  | 0
2020-08-22 | Rey D. Argawanon20-1393 | 2 | Time Relay with Base Brand : Omron, Model: H3CR-A, 11 pins Supply Voltage: 100-125Vdc Relay Output: SPDT |  | 2 | sets | 2020-09-12 | Cancelled |  |  | 0
69kV Substation
2020-11-16 | Rey D. Argawanon20-1495 | 1 | Enamel Paint, Color: White |  | 1 | gal. | 2020-11-23 | Cancelled |  |  | 0
2020-11-16 | Rey D. Argawanon20-1495 | 2 | Paint Thinner |  | 2 | gal. | 2020-11-23 | Cancelled |  |  | 0
2020-11-16 | Rey D. Argawanon20-1495 | 3 | Paint brush, 1 1/2" |  | 8 | pcs. | 2020-11-23 | Cancelled |  |  | 0
2020-11-16 | Rey D. Argawanon20-1495 | 4 | Turco rust converter |  | 1 | gal. | 2020-11-23 | Cancelled |  |  | 0
2020-11-16 | Rey D. Argawanon20-1495 | 5 | Steel brush |  | 4 | pcs. | 2020-11-23 | Cancelled |  |  | 0
69kV Substation
2020-11-16 | Rey D. Argawanon20-1496 | 1 | Enamel Paint, Color: White |  | 1 | gal. | 2020-11-23 | Cancelled |  |  | 0
2020-11-16 | Rey D. Argawanon20-1496 | 2 | Paint Thinner |  | 2 | gal. | 2020-11-23 | Cancelled |  |  | 0
2020-11-16 | Rey D. Argawanon20-1496 | 3 | Paint brush, 1 1/2" |  | 8 | pcs. | 2020-11-23 | Cancelled |  |  | 0
2020-11-16 | Rey D. Argawanon20-1496 | 4 | Turco rust converter |  | 1 | gal. | 2020-11-23 | Cancelled |  |  | 0
2020-11-16 | Rey D. Argawanon20-1496 | 5 | Steel brush |  | 4 | pcs. | 2020-11-23 | Cancelled |  |  | 0
Construction of Generator Storage Building - Phase 1
2021-01-14 | SPE / OPE21-1546 | 1 | Cement, Portland |  | 85 | bags | 2021-02-01 |  |  |  | 0
2021-01-14 | SPE / OPE21-1546 | 2 | Washed sand |  | 8 | cu. mtrs | 2021-02-01 |  |  |  | 0
2021-01-14 | SPE / OPE21-1546 | 3 | Gravel 3/4 |  | 16 | cu. mtrs | 2021-02-01 |  |  |  | 0
2021-01-14 | SPE / OPE21-1546 | 4 | Nail, Common, 4" |  | 5 | kgs | 2021-02-01 | PSPE / OPE21-1546-2444 | Greenlane Hardware and Construction Supply Inc | 2021-02-02 | 0
2021-01-14 | SPE / OPE21-1546 | 5 | Nail, Common, 2" |  | 3 | kgs | 2021-02-01 |  |  |  | 0
2021-01-14 | SPE / OPE21-1546 | 6 | Nail, Common, 1-1/2" |  | 3 | kgs | 2021-02-01 | PSPE / OPE21-1546-2444 | Greenlane Hardware and Construction Supply Inc | 2021-02-02 | 0
2021-01-14 | SPE / OPE21-1546 | 7 | Ordinary plywood 4'x8'x1/2" thk. |  | 2 | sheet | 2021-02-01 |  |  |  | 0
2021-01-14 | SPE / OPE21-1546 | 8 | Good lumber 2"x2"x8'(prefer Gmelina tree) |  | 30 | length | 2021-02-01 |  |  |  | 0
2021-01-14 | SPE / OPE21-1546 | 9 | Hose level 3/8" |  | 15 | m | 2021-02-01 |  |  |  | 0
2021-01-14 | SPE / OPE21-1546 | 10 | Pipe, GI, Sch 40, 4" dia. x 20' long |  | 10 | lgths | 2021-02-01 |  |  |  | 0
2021-01-14 | SPE / OPE21-1546 | 11 | Angle bar 1" x 1" x 3/16"Thk. x 6m |  | 23 | lgths | 2021-02-01 |  |  |  | 0
2021-01-14 | SPE / OPE21-1546 | 12 | Deformed steel bar 10mmx6m long, Gr.33 |  | 15 | lgths | 2021-02-01 |  |  |  | 0
2021-01-14 | SPE / OPE21-1546 | 13 | C-Purlins 2" x 4" x 1.2mm thk x 6m long |  | 72 | lgths | 2021-02-01 | PSPE / OPE21-1546-2451 | Greenlane Hardware and Construction Supply Inc | 2021-02-02 | 0
2021-01-14 | SPE / OPE21-1546 | 14 | MS plate 4' x 8' x 12mm thk |  | 1 | sheet | 2021-02-01 |  |  |  | 0
2021-01-14 | SPE / OPE21-1546 | 15 | Bolt 3/8 x 1 1/4" long,high tensile,full thread w/ nut & washer |  | 120 | pcs | 2021-02-01 |  |  |  | 0
2021-01-14 | SPE / OPE21-1546 | 16 | Bolt 12mm x 60mm long,high tensile,full thread w/ nut & washer |  | 80 | pcs | 2021-02-01 |  |  |  | 0
2021-01-14 | SPE / OPE21-1546 | 17 | Acetylene |  | 6 | cylinder | 2021-02-01 |  |  |  | 0
2021-01-14 | SPE / OPE21-1546 | 18 | Oxygen |  | 3 | cylinder | 2021-02-01 |  |  |  | 0
2021-01-14 | SPE / OPE21-1546 | 19 | Carbide bits 6mmx10mm |  | 4 | pcs | 2021-02-01 |  |  |  | 0
2021-01-14 | SPE / OPE21-1546 | 20 | Electrodes, Welding, 1/8" x E6011 |  | 4 | boxes | 2021-02-01 |  |  |  | 0
2021-01-14 | SPE / OPE21-1546 | 21 | Electrodes, Welding, 1/8" x E6013 |  | 2 | box | 2021-02-01 |  |  |  | 0
2021-01-14 | SPE / OPE21-1546 | 22 | Welding Rod Handle, 300amp heavy duty |  | 2 | units | 2021-02-01 | PSPE / OPE21-1546-2454 | Bacolod Mindanao Lumber and Plywood | 2021-02-02 | 0
2021-01-14 | SPE / OPE21-1546 | 23 | Glass, Lens, Dark, #10 |  | 5 | pcs | 2021-02-01 | PSPE / OPE21-1546-2445 | Visayan Construction Supply | 2021-02-02 | 0
2021-01-14 | SPE / OPE21-1546 | 24 | Glass, Clear |  | 5 | pcs | 2021-02-01 | PSPE / OPE21-1546-2445 | Visayan Construction Supply | 2021-02-02 | 0
2021-01-14 | SPE / OPE21-1546 | 25 | Brush, Steel |  | 10 | pcs | 2021-02-01 | PSPE / OPE21-1546-2455 | Sugarland Hardware Corp. | 2021-02-02 | 0
2021-01-14 | SPE / OPE21-1546 | 26 | Rags, Cotton |  | 5 | kgs | 2021-02-01 | PSPE / OPE21-1546-2456 | Procolors T-Shirts Printing | 2021-02-02 | 0
2021-01-14 | SPE / OPE21-1546 | 27 | Disc, Cutting, 4" |  | 10 | pcs | 2021-02-01 | PSPE / OPE21-1546-2445 | Visayan Construction Supply | 2021-02-02 | 0
2021-01-14 | SPE / OPE21-1546 | 28 | Grinding disc 4" |  | 15 | pcs | 2021-02-01 | PSPE / OPE21-1546-2446 | Greenlane Hardware and Construction Supply Inc | 2021-02-02 | 0
2021-01-14 | SPE / OPE21-1546 | 29 | Cutting disc 14" |  | 3 | pcs | 2021-02-01 | PSPE / OPE21-1546-2445 | Visayan Construction Supply | 2021-02-02 | 0
2021-01-14 | SPE / OPE21-1546 | 30 | Gloves, Cotton |  | 20 | sets | 2021-02-01 | PSPE / OPE21-1546-2446 | Greenlane Hardware and Construction Supply Inc | 2021-02-02 | 0
2021-01-14 | SPE / OPE21-1546 | 31 | Screw, Self-Drilling, 8mm x 2", (Tek Screw) |  | 3 | boxes | 2021-02-01 |  |  |  | 0
2021-01-14 | SPE / OPE21-1546 | 32 | Magnet Socket, 8mm |  | 2 | pcs | 2021-02-01 |  |  |  | 0
2021-01-14 | SPE / OPE21-1546 | 33 | Sheet, GI, Corrugated, 12ft x 80cm x guage 0.4 |  | 37 | shts | 2021-02-01 |  |  |  | 0
2021-01-14 | SPE / OPE21-1546 | 34 | Sheet, GI, Corrugated, 10ft x 80cm x guage 0.4 |  | 37 | shts | 2021-02-01 |  |  |  | 0
2021-01-14 | SPE / OPE21-1546 | 35 | Ridge, Roof |  | 8 | shts | 2021-02-01 |  |  |  | 0
2021-01-14 | SPE / OPE21-1546 | 36 | Primer, Metal, Red Oxide |  | 10 | gals | 2021-02-01 | PSPE / OPE21-1546-2463 | Sugarland Hardware Corp. | 2021-02-03 | 0
2021-01-14 | SPE / OPE21-1546 | 37 | Roofguard, Color: Green, Brand: Boysen |  | 5 | gals | 2021-02-01 | PSPE / OPE21-1546-2464 | Bacolod Paint Marketing | 2021-02-03 | 0
2021-01-14 | SPE / OPE21-1546 | 38 | Sealant, Roof, Brand: Vulcaseal |  | 1 | ltr | 2021-02-01 |  |  |  | 0
2021-01-14 | SPE / OPE21-1546 | 39 | Lacquer Thinner, Paint |  | 4 | gals | 2021-02-01 | PSPE / OPE21-1546-2447 | Visayan Construction Supply | 2021-02-02 | 0
2021-01-14 | SPE / OPE21-1546 | 40 | Brush, Roller, W/ Handle, 4'' |  | 2 | pcs | 2021-02-01 | PSPE / OPE21-1546-2446 | Greenlane Hardware and Construction Supply Inc | 2021-02-02 | 0
2021-01-14 | SPE / OPE21-1546 | 41 | Brush, Roller, Refill, 4" |  | 5 | pcs | 2021-02-01 | PSPE / OPE21-1546-2446 | Greenlane Hardware and Construction Supply Inc | 2021-02-02 | 0
2021-01-14 | SPE / OPE21-1546 | 42 | Brush, Paint, 2" |  | 4 | pcs | 2021-02-01 | PSPE / OPE21-1546-2446 | Greenlane Hardware and Construction Supply Inc | 2021-02-02 | 0
2021-01-14 | SPE / OPE21-1546 | 43 | Brush, Paint, 4" |  | 2 | pcs | 2021-02-01 | PSPE / OPE21-1546-2447 | Visayan Construction Supply | 2021-02-02 | 0
2021-01-14 | SPE / OPE21-1546 | 44 | Drill Bit, Metal, 1/8 |  | 5 | pcs | 2021-02-01 | PSPE / OPE21-1546-2447 | Visayan Construction Supply | 2021-02-02 | 0
2021-01-14 | SPE / OPE21-1546 | 45 | Rivets, Blind, Aluminum, 1/8" x 3/4" |  | 1 | box | 2021-02-01 | PSPE / OPE21-1546-2454 | Bacolod Mindanao Lumber and Plywood | 2021-02-02 | 0
2021-01-14 | SPE / OPE21-1546 | 46 | Sandpaper, G80 |  | 10 | shts | 2021-02-01 | PSPE / OPE21-1546-2447 | Visayan Construction Supply | 2021-02-02 | 0
Painting of Powerhouse Steel Flooring Platform(Additional consumables)
2036-02-29 | SPE/Operation20-1475 | 1 | Thinner, Acrylic |  | 10 | gls | 2020-10-30 | Cancelled |  |  | 0
2036-02-29 | SPE/Operation20-1475 | 2 | Brush, Paint,2" |  | 4 | pcs | 2020-10-30 | Cancelled |  |  | 0
2036-02-29 | SPE/Operation20-1475 | 3 | Brush,Paint,Roller,Refill,4" |  | 6 | pcs | 2020-10-30 | Cancelled |  |  | 0
Painting of Powerhouse Steel Flooring Platform(Additional consumables)
2020-10-22 | SPE/Operation20-1478 | 1 | Thinner, Acrylic |  | 10 | gls | 2020-10-30 | PSPE/Operation20-1478-2120 | Bacolod Luis Paint Center | 2020-11-14 | 4000
2020-10-22 | SPE/Operation20-1478 | 2 | Brush, Paint,2" |  | 4 | pcs | 2020-10-30 | PSPE/Operation20-1478-2119 | Greenlane Hardware and Construction Supply Inc | 2020-11-12 | 50
2020-10-22 | SPE/Operation20-1478 | 3 | Brush,Paint,Roller,Refill,4" |  | 6 | pcs | 2020-10-30 | PSPE/Operation20-1478-2121 | Greenlane Hardware and Construction Supply Inc | 2020-11-14 | 132
Crane and Flat Bed Fuel Consumables
2020-12-11 | SPE/Operation20-1519 | 1 | Fuel, Diesel |  | 100 | liters | 2020-12-11 | PSPE/Operation20-1519-2196 | Sum-ag Petron Gas Station | 2020-12-11 | 3425 | COD
Replacement of Materials and Additional Consumables
2020-12-15 | SPE/Operation20-1525 | 1 | 4'x8' gauge 0.4 GI plain sheets |  | 19 | shts | 2020-12-21 |  |  |  | 0 | COD
2020-12-15 | SPE/Operation20-1525 | 2 | cotton gloves |  | 24 | sets | 2020-12-21 | PSPE/Operation20-1525-2296 | Greenlane Hardware and Construction Supply Inc | 2020-12-21 | 274.8
2020-12-15 | SPE/Operation20-1525 | 3 | cutting disc 4"x3/32"x5/8" |  | 20 | pcs | 2020-12-21 | PSPE/Operation20-1525-2297 | Visayan Construction Supply | 2020-12-21 | 1930
2020-12-15 | SPE/Operation20-1525 | 4 | GI Tie wire #16 |  | 10 | kgs | 2020-12-21 | PSPE/Operation20-1525-2308 | VCY Sales Corporation | 2020-12-29 | 456 | COD
Construction of Ladies Dorm
2020-12-21 | SPE/Operation20-1527 | 1 | 8mmx1-1/2"long self drilling tex screws |  | 2000 | pcs | 2020-12-23 |  |  |  | 0
2020-12-21 | SPE/Operation20-1527 | 2 | 8mm magnetic tex screw (Adapter) |  | 2 | pcs | 2020-12-23 |  |  |  | 0
Construction of Ladies Dorm
2020-12-21 | SPE/Operation20-1528 | 1 | 8mmx1-1/2"long self drilling tex screws |  | 2000 | pcs | 2020-12-23 | PSPE/Operation20-1528-2309 | Bacolod Mindanao Lumber and Plywood | 2020-12-23 | 2000 | COD
2020-12-21 | SPE/Operation20-1528 | 2 | 8mm magnetic tex screw (Adapter) |  | 2 | pcs | 2020-12-23 | PSPE/Operation20-1528-2310 | Greenlane Hardware and Construction Supply Inc | 2020-12-23 | 110 | COD
Painting of Powerhouse Steel Flooring Platform(Additional consumables)
2021-01-28 | SPE/Operation21-1534 | 1 | Thinner, Acrylic |  | 10 | gls | 2021-01-14 | PSPE/Operation21-1534-2374 | Bacolod Luis Paint Center | 2021-01-14 | 4000
2021-01-28 | SPE/Operation21-1534 | 2 | Epoxy enamel paint (green) |  | 5 | gls | 2021-01-14 | PSPE/Operation21-1534-2432 | Sugarland Hardware Corp. | 2021-02-01 | 0 | COD
2021-01-28 | SPE/Operation21-1534 | 3 | Epoxy primer paint (Gray) |  | 5 | gls | 2021-01-14 | PSPE/Operation21-1534-2375 | Bacolod Paint Marketing | 2021-01-14 | 2850
2021-01-28 | SPE/Operation21-1534 | 4 | Brush,Paint,Roller,Refill,4" |  | 10 | pcs | 2021-01-14 | PSPE/Operation21-1534-2373 | Greenlane Hardware and Construction Supply Inc | 2021-01-14 | 220
Construction of CENPRI Canteen Electrical (Additional )
2019-10-18 | SPE19-1011 | 1 | Breaker, Circuit, Bolt-on type, 50A, 3P, 220-240V |  | 1 | set | 2019-11-15 | PSPE19-1011-1301 | Yousave Electrical Supply | 2020-01-29 | 1865
2019-10-18 | SPE19-1011 | 2 | Breaker, Circuit, Bolt-on type, 15A, 2P, 220-240V |  | 1 | set | 2019-11-15 | PSPE19-1011-1308 | HKL Enterprises Incorporated | 2020-01-31 | 670
2019-10-18 | SPE19-1011 | 3 | Wire, Copper, 8.0 mm? THW/TW, color: red |  | 60 | meters | 2019-11-15 |  |  |  | 0 | COD
2019-10-18 | SPE19-1011 | 4 | Wire, Copper, 8.0 mm? THW/TW, color: yellow |  | 60 | meters | 2019-11-15 |  |  |  | 0 | COD
2019-10-18 | SPE19-1011 | 5 | Wire, Copper, 8.0 mm? THW/TW, color: blue |  | 60 | meters | 2019-11-15 |  |  |  | 0 | COD
2019-10-18 | SPE19-1011 | 6 | Wire, Copper, THW/TW, AWG #14, color: black |  | 30 | meters | 2019-11-15 |  |  |  | 0 | COD
2019-10-18 | SPE19-1011 | 7 | Wire, Copper, THW/TW, AWG #14, color: white |  | 30 | meters | 2019-11-15 |  |  |  | 0 | COD
2019-10-18 | SPE19-1011 | 8 | PVC Electrical solvent cement, 237ml |  | 1 | can | 2019-11-15 | PSPE19-1011-1260PSPE19-1011-1277 | AA Electrical SupplyAA Electrical Supply | 2020-01-092020-01-15 | 0.13 | COD
Construction of CENPRI Canteen (Additional)
2019-10-24 | SPE19-1018 | 1 | Wire, Mesh, 4' x 8', 4 cm Hole Diameter |  | 3 | shts | 2036-02-25 | PSPE19-1018-1116 | Bacolod Triumph Hardware (Main Branch) | 2019-11-27 | 915 | COD
2019-10-24 | SPE19-1018 | 2 | Wire, Mesh, 4' x 8', 4 cm Hole Diameter |  | 3 | shts | 2036-02-25 | PSPE19-1018-1187 | Bacolod Triumph Hardware (Main Branch) | 2019-12-13 | 915
2019-10-24 | SPE19-1018 | 3 | Bar, Angle, 1/4" x 1" x 1" x 6m |  | 2 | lgths | 2036-02-25 | PSPE19-1018-1114 | Bacolod Steel Center Corporation | 2019-11-27 | 838.4 | COD
2019-10-24 | SPE19-1018 | 4 | Bar, Flat, MS, 1" x 20' x 1/4" thick |  | 4 | lgths | 2036-02-25 |  |  |  | 0
2019-10-24 | SPE19-1018 | 5 | Cement, Portland |  | 3 | bags | 2036-02-25 | PSPE19-1018-1256 | Bacolod Triumph Hardware (Main Branch) | 2020-01-08 | 0
2019-10-24 | SPE19-1018 | 6 | Reducer, Tee, HDPE, 1" x 1/2" |  | 4 | pcs | 2036-02-25 |  |  |  | 0 | COD
2019-10-24 | SPE19-1018 | 7 | Reducer, Elbow, HDPE, 1" x 1/2" |  | 1 | pc | 2036-02-25 |  |  |  | 0
2019-10-24 | SPE19-1018 | 8 | Meter, Water, E-Jet, 1/2" |  | 3 | pcs | 2036-02-25 | PSPE19-1018-1136 | Visayan Construction Supply | 2019-12-03 | 2550 | COD
2019-10-24 | SPE19-1018 | 9 | Elbow, PVC, 45 deg, 2" |  | 4 | pcs | 2036-02-25 | PSPE19-1018-1136 | Visayan Construction Supply | 2019-12-03 | 49.2 | COD
2019-10-24 | SPE19-1018 | 10 | Tee, Plain, PVC, 2" |  | 4 | pcs | 2036-02-25 | PSPE19-1018-1136 | Visayan Construction Supply | 2019-12-03 | 108 | COD
2019-10-24 | SPE19-1018 | 11 | Plug, PVC, 4" |  | 1 | pc | 2036-02-25 | PSPE19-1018-1136 | Visayan Construction Supply | 2019-12-03 | 39 | COD
2019-10-24 | SPE19-1018 | 12 | Elbow, PVC, 45 deg, 4" |  | 2 | pcs | 2036-02-25 | PSPE19-1018-1136 | Visayan Construction Supply | 2019-12-03 | 98.4 | COD
2019-10-24 | SPE19-1018 | 13 | Paint, Primer, Metal, Red Oxide, 4L/gal |  | 3 | gals | 2036-02-25 | PSPE19-1018-1146 | A-one Industrial Sales | 2019-12-04 | 1508 | COD
2019-10-24 | SPE19-1018 | 14 | Brush, Paint, 2" |  | 2 | pcs | 2036-02-25 | PSPE19-1018-1102 | Greenlane Hardware and Construction Supply Inc | 2019-11-26 | 25
2019-10-24 | SPE19-1018 | 15 | Brush, Roller, Refill, 4" |  | 4 | pcs | 2036-02-25 | PSPE19-1018-1102 | Greenlane Hardware and Construction Supply Inc | 2019-11-26 | 88
2019-10-24 | SPE19-1018 | 16 | Sandpaper, G80 |  | 5 | shts | 2036-02-25 |  |  |  | 0
2019-10-24 | SPE19-1018 | 17 | Thinner, Paint |  | 1 | gal | 2036-02-25 | PSPE19-1018-1147 | Greenlane Hardware and Construction Supply Inc | 2019-12-04 | 0 | COD
2019-10-24 | SPE19-1018 | 18 | Tape, PTFE, Industrial, 3/4", (Teflon) |  | 6 | rolls | 2036-02-25 | PSPE19-1018-1105 | Visayan Construction Supply | 2019-11-26 | 90
2019-10-24 | SPE19-1018 | 19 | Solvent, PVC, 60 ml |  | 6 | cans | 2036-02-25 | PSPE19-1018-1082 | Visayan Construction Supply | 2019-11-22 | 198 | COD
For Replacement of Damage Acetylene Cutting Outfit
2019-10-24 | SPE19-1024 | 1 | Acetylene Cutting Outfit, Twin Hose, 20 Meters, Brand: Harris |  | 1 | set | 2019-11-25 | PSPE19-1024-1090 | Visayan Construction Supply | 2019-11-25 | 13000 | COD
Tool Storage Room
2019-09-18 | SPE19-1027 | 1 | Oxygen |  | 2 | cyls | 2020-01-15 | PSPE19-1027-1518 | Central Gas Corporation (CEGASCO) | 2020-05-19 | 0
2019-09-18 | SPE19-1027 | 2 | Acetylene |  | 1 | cyl | 2020-01-15 | PSPE19-1027-1517 | Bacolod Oxygen Acetylene Gas Corp. | 2020-05-19 | 0
2019-09-18 | SPE19-1027 | 3 | Electrode, Welding, 1/8" x E6011 |  | 5 | kgs | 2020-01-15 |  |  |  | 0
2019-09-18 | SPE19-1027 | 4 | Paint, Primer, Metal, Red Oxide, 4L/gal |  | 1 | gal | 2020-01-15 |  |  |  | 0
2019-09-18 | SPE19-1027 | 5 | Thinner, Lacquer |  | 1 | gal | 2020-01-15 |  |  |  | 0
2019-09-18 | SPE19-1027 | 6 | Disc, Cutting, 14", 1 star basic, tyrolit |  | 1 | pc | 2020-01-15 |  |  |  | 0
2019-09-18 | SPE19-1027 | 7 | Brush, Paint, 2" |  | 3 | pcs | 2020-01-15 |  |  |  | 0
2019-09-18 | SPE19-1027 | 8 | Wire, Mesh, 4' x 8', 3cm hole |  | 5 | shts | 2020-01-15 |  |  |  | 0
Replacement of Damage Angle Grinder
2019-10-05 | SPE19-1028 | 1 | Angle Grinder 4",Brand: Makita, 220V,- 240V/60Hz |  | 1 | unit | 2019-10-31 | PSPE19-1028-1745 | Visayan Construction Supply | 2020-08-04 | 0 | COD
Construction of CENPRI Canteen Electrical (Supersede)
2019-10-16 | SPE19-1050 | 1 | Breaker, Circuit, Bolt-on type, 30A, 2P, 220-240V |  | 3 | pieces | 2019-11-15 | PSPE19-1050-1299 | HKL Enterprises Incorporated | 2020-01-29 | 2010
2019-10-16 | SPE19-1050 | 2 | Breaker, Circuit, Bolt-on type, 15A, 2P, 220-240V |  | 1 | piece | 2019-11-15 | PSPE19-1050-1299 | HKL Enterprises Incorporated | 2020-01-29 | 670
2019-10-16 | SPE19-1050 | 3 | Breaker, Safety, 25A, single phase, 240V |  | 3 | sets | 2019-11-15 |  |  |  | 0
2019-10-16 | SPE19-1050 | 4 | Board, Distribution, 6 way, 3 phase |  | 1 | box | 2019-11-15 |  |  |  | 0
2019-10-16 | SPE19-1050 | 5 | Meter, Electronic Energy, Single Phase, 2 Wire, 220-240V, 5(30)A |  | 3 | pieces | 2019-11-15 | PSPE19-1050-1259PSPE19-1050-1263 | AA Electrical SupplyAA Electrical Supply | 2020-01-092020-01-11 | 0
2019-10-16 | SPE19-1050 | 6 | Switch, surface mount with plate/case, 1 gang |  | 8 | sets | 2019-11-15 | PSPE19-1050-1258PSPE19-1050-1261 | HKL Enterprises IncorporatedJas't Marketing Co. | 2020-01-092020-01-11 | 0.66001
2019-10-16 | SPE19-1050 | 7 | Switch, surface mount with plate/case, 2 Gang |  | 1 | set | 2019-11-15 | PSPE19-1050-1258PSPE19-1050-1261 | HKL Enterprises IncorporatedJas't Marketing Co. | 2020-01-092020-01-11 | 0.13135
2019-10-16 | SPE19-1050 | 8 | Switch, surface mount with plate/case, 3 Gang |  | 1 | set | 2019-11-15 | PSPE19-1050-1258PSPE19-1050-1263 | HKL Enterprises IncorporatedAA Electrical Supply | 2020-01-092020-01-11 | 0
2019-10-16 | SPE19-1050 | 9 | Outlet, 2 gang, Universal |  | 6 | pieces | 2019-11-15 | PSPE19-1050-1258PSPE19-1050-1264PSPE19-1050-1278 | HKL Enterprises IncorporatedHKL Enterprises IncorporatedHKL Enterprises Incorporated | 2020-01-092020-01-112020-01-15 | 0
2019-10-16 | SPE19-1050 | 10 | Box, Panduit outlet, single gang |  | 6 | pieces | 2019-11-15 | PSPE19-1050-1258PSPE19-1050-1264PSPE19-1050-1279 | HKL Enterprises IncorporatedHKL Enterprises IncorporatedVisayan Construction Supply | 2020-01-092020-01-112020-01-16 | 0
2019-10-16 | SPE19-1050 | 11 | Bulb, LED, 11W |  | 10 | pieces | 2019-11-15 | PSPE19-1050-1300 | AA Electrical Supply | 2020-01-29 | 2500
2019-10-16 | SPE19-1050 | 12 | Fan, Exhaust, Ceiling Mounted, 8" x 8" dia |  | 3 | units | 2019-11-15 | PSPE19-1050-1258PSPE19-1050-1264PSPE19-1050-1278 | HKL Enterprises IncorporatedHKL Enterprises IncorporatedHKL Enterprises Incorporated | 2020-01-092020-01-112020-01-15 | 0
2019-10-16 | SPE19-1050 | 13 | Receptacle, Porcelain |  | 10 | pieces | 2019-11-15 | PSPE19-1050-1291 | AA Electrical Supply | 2020-01-27 | 250
2019-10-16 | SPE19-1050 | 14 | Wire, Copper, THW/TW, AWG #14, color: black |  | 75 | meters | 2019-11-15 |  |  |  | 0
2019-10-16 | SPE19-1050 | 15 | Wire, Copper, THW/TW, AWG #14, color: white |  | 75 | meters | 2019-11-15 |  |  |  | 0
2019-10-16 | SPE19-1050 | 16 | Wire, Copper, THW/TW, AWG #12, color: black |  | 35 | meters | 2019-11-15 |  |  |  | 0
2019-10-16 | SPE19-1050 | 17 | Wire, Copper, THW/TW, AWG #12, color: white |  | 75 | meters | 2019-11-15 |  |  |  | 0
2019-10-16 | SPE19-1050 | 18 | Wire, Copper, THW/TW, AWG #10, color: black |  | 50 | meters | 2019-11-15 |  |  |  | 0
2019-10-16 | SPE19-1050 | 19 | Wire, Copper, THW/TW, AWG #10, color: white |  | 50 | meters | 2019-11-15 |  |  |  | 0
2019-10-16 | SPE19-1050 | 20 | Pipe, UPVC conduit, 3/4", Color: orange |  | 15 | lengths | 2019-11-15 | PSPE19-1050-1103 | Jas't Marketing Co. | 2019-11-26 | 1095
2019-10-16 | SPE19-1050 | 21 | Pipe, UPVC conduit, 1/2", Color: orange |  | 15 | lengths | 2019-11-15 | PSPE19-1050-1103 | Jas't Marketing Co. | 2019-11-26 | 885
2019-10-16 | SPE19-1050 | 22 | Pipe, UPVC conduit, 1", Color: orange |  | 20 | lengths | 2019-11-15 | PSPE19-1050-1197 | HKL Enterprises Incorporated | 2019-12-16 | 0
2019-10-16 | SPE19-1050 | 23 | Box, Junction with cover, PVC, 4"x4" |  | 15 | pieces | 2019-11-15 | PSPE19-1050-1104 | AA Electrical Supply | 2019-11-26 | 375
2019-10-16 | SPE19-1050 | 24 | Clamp, Conduit, EMT, 1/2" |  | 45 | pieces | 2019-11-15 | PSPE19-1050-1145 | AA Electrical Supply | 2019-12-04 | 0
2019-10-16 | SPE19-1050 | 25 | Clamp, Conduit, EMT, 3/4" |  | 35 | pieces | 2019-11-15 | PSPE19-1050-1132 | KLS Electrical Supply | 2019-12-02 | 0
2019-10-16 | SPE19-1050 | 26 | Connector, conduit, adapter with locknut, UPVC, 1" |  | 40 | pieces | 2019-11-15 | PSPE19-1050-1133 | HKL Enterprises Incorporated | 2019-12-02 | 330
2019-10-16 | SPE19-1050 | 27 | Blind Rivets, 5/32" x 1" diameter |  | 1 | box | 2019-11-15 | PSPE19-1050-1140 | Visayan Construction Supply | 2019-12-03 | 430 | COD
2019-10-16 | SPE19-1050 | 28 | Riveter |  | 1 | piece | 2019-11-15 | PSPE19-1050-1171 | Greenlane Hardware and Construction Supply Inc | 2019-12-11 | 170 | COD
2019-10-16 | SPE19-1050 | 29 | Drill Bit, 5/32" diameter Dormer |  | 2 | pieces | 2019-11-15 | PSPE19-1050-1138 | A-one Industrial Sales | 2019-12-03 | 92 | COD
2019-10-16 | SPE19-1050 | 30 | Tape, Vinyl, Electrical, Big |  | 10 | rolls | 2019-11-15 | PSPE19-1050-1139 | Greenlane Hardware and Construction Supply Inc | 2019-12-03 | 370
2019-10-16 | SPE19-1050 | 31 | Sealant, Vulcaseal,750ml |  | 2 | sachets | 2019-11-15 | PSPE19-1050-1141 | A-one Industrial Sales | 2019-12-03 | 106 | COD
2019-10-16 | SPE19-1050 | 32 | LED Rechargeable emergency, 220VAC Light, AEI-390 |  | 2 | pieces | 2019-11-15 | PSPE19-1050-1299 | HKL Enterprises Incorporated | 2020-01-29 | 2500
Repair and Repainting of DG3 Exhaust Main Header and Retouching of SmokeStack
2019-04-24 | SPE19-1051 | 1 | Paint, High Heat, 1200F, Aluminum |  | 5 | gallons | 2019-05-14 |  |  |  | 0
2019-04-24 | SPE19-1051 | 2 | Thinner, Lacquer |  | 4 | gallons | 2019-11-27 |  |  |  | 0
2019-04-24 | SPE19-1051 | 3 | Converter, Rust, Turco |  | 3 | gallons | 2019-11-27 |  |  |  | 0
2019-04-24 | SPE19-1051 | 4 | Paint, Primer, Epoxy, Gray, 4L/gal |  | 5 | gallons | 2019-11-27 |  |  |  | 0
2019-04-24 | SPE19-1051 | 5 | Brush, Roller, Refill, 4" |  | 24 | pieces | 2019-11-27 |  |  |  | 0
2019-04-24 | SPE19-1051 | 6 | Brush, paint, 2" |  | 5 | pieces | 2019-11-27 |  |  |  | 0
2019-04-24 | SPE19-1051 | 7 | Brush, Steel |  | 5 | pieces | 2019-11-27 |  |  |  | 0
2019-04-24 | SPE19-1051 | 8 | Brush, Cup, Twisted, M10 x 1.25mm, 3" |  | 5 | pieces | 2019-11-27 |  |  |  | 0
2019-04-24 | SPE19-1051 | 9 | Mask, Dust |  | 2 | boxes | 2019-11-27 |  |  |  | 0
2019-04-24 | SPE19-1051 | 10 | Rags, Cotton |  | 2 | kilogram | 2019-11-27 |  |  |  | 0
2019-04-24 | SPE19-1051 | 11 | Gloves, Cotton |  | 12 | pairs | 2019-11-27 |  |  |  | 0
Construction of CENPRI Canteen
2019-04-04 | SPE19-1065 | 1 | Cement, Portland |  | 29 | bags | 2019-11-29 | PSPE19-1065-1184 | Bacolod Triumph Hardware (Main Branch) | 2019-12-13 | 5200
2019-04-04 | SPE19-1065 | 2 | Bar, Steel, Deformed/Corrugated, 10mm |  | 36 | lengths | 2019-11-29 | PSPE19-1065-1069 | Bacolod Triumph Hardware (Main Branch) | 2019-11-18 | 4122 | 30 days PDC
2019-04-04 | SPE19-1065 | 3 | Gravel, 3/4 |  | 6 | m? | 2019-11-29 | PSPE19-1065-1083 | B-Seg Sand And Gravel | 2019-11-22 | 6048 | COD
2019-04-04 | SPE19-1065 | 4 | Block, Hallow, Concrete, 4" x 8" x 16" |  | 40 | pcs. | 2019-11-15 | PSPE19-1065-1084 | CLG Commercial Corporation | 2019-11-22 | 600 | COD
2019-04-04 | SPE19-1065 | 5 | Sand, Mixing |  | 3 | m? | 2019-11-29 | PSPE19-1065-1083 | B-Seg Sand And Gravel | 2019-11-22 | 2400 | COD
2019-04-04 | SPE19-1065 | 6 | Board, Hardiflex, 1/4" x 4' x 8' |  | 13 | sheets | 2019-11-15 | PSPE19-1065-1112PSPE19-1065-1119PSPE19-1065-1124PSPE19-1065-1179 | Visayan Construction SupplyVisayan Construction SupplyVisayan Construction SupplyVisayan Construction Supply | 2019-11-272019-11-282019-11-292019-12-12 | 0 | COD
2019-04-04 | SPE19-1065 | 7 | Purlins, C, 2" x 3" x 6m x 0.1 |  | 24 | lengths | 2019-11-15 |  |  |  | 0
2019-04-04 | SPE19-1065 | 8 | Door, Flush, 80cm x 210cm |  | 4 | pcs. | 2019-11-22 |  |  |  | 0
2019-04-04 | SPE19-1065 | 9 | Door, UPVC, Flush, 60cm x 210cm |  | 1 | pc. | 2019-11-22 |  |  |  | 0
2019-04-04 | SPE19-1065 | 10 | Door, Jamb, 2"x 4" |  | 1 | set | 2019-11-22 | PSPE19-1065-1112PSPE19-1065-1119PSPE19-1065-1124 | Visayan Construction SupplyVisayan Construction SupplyVisayan Construction Supply | 2019-11-272019-11-282019-11-29 | 0 | COD
2019-04-04 | SPE19-1065 | 11 | Door Knob |  | 5 | sets | 2019-11-29 | PSPE19-1065-1189 | A-one Industrial Sales | 2019-12-16 | 1025 | COD
2019-04-04 | SPE19-1065 | 12 | Bar, Angle, 1/4" x 1-1/2" x 1-1/2" x 6m |  | 10 | lengths | 2019-11-15 |  |  |  | 0 | COD
2019-04-04 | SPE19-1065 | 13 | Frame, Jalousie Window, High, 1m |  | 2 | sets | 2019-11-22 | PSPE19-1065-1158 | Windoor Glass and Aluminum Supply | 2019-12-06 | 326 | COD
2019-04-04 | SPE19-1065 | 14 | Jalousie, Glass, Smoke Type, Long, 55cm Thick |  | 22 | pcs. | 2019-11-22 | PSPE19-1065-1158 | Windoor Glass and Aluminum Supply | 2019-12-06 | 726 | COD
2019-04-04 | SPE19-1065 | 15 | Purlins, C, 1.0 mm, 2" x 3" x 6m |  | 5 | lengths | 2019-11-15 |  |  |  | 0
2019-04-04 | SPE19-1065 | 16 | Plywood, Marine, 3/4" x 4' x 8' |  | 7 | sheets | 2019-11-15 | PSPE19-1065-1129PSPE19-1065-1130PSPE19-1065-1175 | Visayan Construction SupplySGS Hardware CorporationSGS Hardware Corporation | 2019-11-292019-11-292019-12-12 | 5 | COD
2019-04-04 | SPE19-1065 | 17 | Lumber, S4S, 1" x 4" x 6' |  | 7 | lengths | 2019-11-15 |  |  |  | 0
2019-04-04 | SPE19-1065 | 18 | Lumber, S4S, 1" x 2" x 8' |  | 10 | lengths | 2019-11-15 |  |  |  | 0
2019-04-04 | SPE19-1065 | 19 | Chair, Stool, Monoblock, Plastic |  | 46 | pcs. | 2019-11-29 | PSPE19-1065-1351 | Ravson Enterprises | 2020-02-13 | 13050 | COD
2019-04-04 | SPE19-1065 | 20 | Insulator, Tarp Foil, Roof, 1 Meter Width |  | 2 | rolls | 2019-11-22 | PSPE19-1065-1153 | Visayan Construction Supply | 2019-12-05 | 1750 | COD
2019-04-04 | SPE19-1065 | 21 | Rugby, Contact Cement |  | 3 | gals. | 2019-11-22 | PSPE19-1065-1165 | Visayan Construction Supply | 2019-12-09 | 1800 | COD
2019-04-04 | SPE19-1065 | 22 | Tiles, Floor, 8" x 8" |  | 140 | pcs. | 2019-11-22 | PSPE19-1065-1191PSPE19-1065-1249 | CITI Hardware - Tangub BranchCiti Hardware - Mandalagan | 2019-12-162020-01-07 | 0.09681 | COD
2019-04-04 | SPE19-1065 | 23 | Tiles, Floor, 12" x 12" |  | 33 | pcs. | 2019-11-22 | PSPE19-1065-1193 | Visayan Construction Supply | 2019-12-16 | 0 | COD
2019-04-04 | SPE19-1065 | 24 | Tiles, Wall, 8" X 8" |  | 55 | pcs. | 2019-11-22 | PSPE19-1065-1191 | CITI Hardware - Tangub Branch | 2019-12-16 | 0 | COD
2019-04-04 | SPE19-1065 | 25 | Tiles, Wall, 12" x 12" |  | 17 | pcs. | 2019-11-22 | PSPE19-1065-1191 | CITI Hardware - Tangub Branch | 2019-12-16 | 0 | COD
2019-04-04 | SPE19-1065 | 26 | Toilet Bowl, w/ Tank & Cover |  | 1 | set | 2019-11-15 | PSPE19-1065-1108PSPE19-1065-1120 | A-one Industrial SalesA-one Industrial Sales | 2019-11-272019-11-28 | 2.475 | COD
2019-04-04 | SPE19-1065 | 27 | Holder, Toilet Paper |  | 2 | pcs. | 2019-11-15 |  |  |  | 0 | COD
2019-04-04 | SPE19-1065 | 28 | Basin, Hand, w/ Complete Fittings (P-trap and Faucets) |  | 2 | sets | 2019-11-22 | PSPE19-1065-1190 | SGS Hardware Corporation | 2019-12-16 | 1960 | COD
2019-04-04 | SPE19-1065 | 29 | Tile Trim |  | 9 | lengths | 2019-11-22 | PSPE19-1065-1201 | Visayan Construction Supply | 2019-12-17 | 315 | COD
2019-04-04 | SPE19-1065 | 30 | Elbow, PVC, 90 degrees, 1/2" |  | 5 | pcs. | 2019-11-15 | PSPE19-1065-1112PSPE19-1065-1119PSPE19-1065-1124 | Visayan Construction SupplyVisayan Construction SupplyVisayan Construction Supply | 2019-11-272019-11-282019-11-29 | 0 | COD
2019-04-04 | SPE19-1065 | 31 | Adaptor, Female, PVC, 1/2" |  | 2 | pcs. | 2019-11-15 | PSPE19-1065-1108PSPE19-1065-1119PSPE19-1065-1124 | A-one Industrial SalesVisayan Construction SupplyVisayan Construction Supply | 2019-11-272019-11-282019-11-29 | 0 | COD
2019-04-04 | SPE19-1065 | 32 | Elbow, PVC, 90 deg, 4" |  | 6 | pcs. | 2019-11-15 | PSPE19-1065-1112 | Visayan Construction Supply | 2019-11-27 | 0 | COD
2019-04-04 | SPE19-1065 | 33 | Tee, Reducer, PVC, 4" x 2" |  | 5 | pcs. | 2019-11-15 | PSPE19-1065-1112 | Visayan Construction Supply | 2019-11-27 | 0 | COD
2019-04-04 | SPE19-1065 | 34 | Strainer, Floor, Stainless Steel, 2? |  | 4 | pcs. | 2019-11-15 | PSPE19-1065-1112PSPE19-1065-1124 | Visayan Construction SupplyVisayan Construction Supply | 2019-11-272019-11-29 | 0.26003 | COD
2019-04-04 | SPE19-1065 | 35 | Water Faucet, Brass |  | 3 | pcs. | 2019-11-15 | PSPE19-1065-1108PSPE19-1065-1120 | A-one Industrial SalesA-one Industrial Sales | 2019-11-272019-11-28 | 0.306 | COD
2019-04-04 | SPE19-1065 | 36 | Valve, Ball, PVC, 1/2" |  | 1 | pc. | 2019-11-15 | PSPE19-1065-1112PSPE19-1065-1119PSPE19-1065-1124 | Visayan Construction SupplyVisayan Construction SupplyVisayan Construction Supply | 2019-11-272019-11-282019-11-29 | 0 | COD
2019-04-04 | SPE19-1065 | 37 | Fire Hose Reel Cabinet, Mild Steel/Stainless Steel w/ Fire Hose Reel, 1" x 30m, Complete Accessories, 150 psi, Size of Cabinet: 750mmx 750mmx 250mm |  | 1 | set | 2019-11-29 |  |  |  | 0
2019-04-04 | SPE19-1065 | 38 | Fire extinguisher, 10 lbs, ABC Chemical |  | 3 | tanks | 2019-11-29 | PSPE19-1065-1327 | Pyromancer Fire Safety Products and Installation Services | 2020-02-06 | 3400 | 30 days PDC
2019-04-04 | SPE19-1065 | 39 | Pipe, Black Iron 2" diameter, Schedule 40 |  | 4 | lengths | 2019-11-29 | PSPE19-1065-1311 | Bacolod Triumph Hardware (Main Branch) | 2020-02-03 | 4074.8 | COD
2019-04-04 | SPE19-1065 | 40 | Pipe, Black Iron, 1-1/4" diameter, Schedule 40 |  | 3 | lengths | 2019-11-29 |  |  |  | 0 | COD
2019-04-04 | SPE19-1065 | 41 | Elbow, Black Iron, Schedule 40, 2" x 90 deg. |  | 10 | pcs. | 2019-11-29 | PSPE19-1065-1313 | Golden Gate Hardware | 2020-02-03 | 552 | COD
2019-04-04 | SPE19-1065 | 42 | Elbow, Black Iron, Schedule 40, 1-1/4" x 90 |  | 5 | pcs. | 2019-11-29 |  |  |  | 0 | COD
2019-04-04 | SPE19-1065 | 43 | Flange, Black Iron, 2" |  | 10 | pcs. | 2019-11-29 | PSPE19-1065-1303 | Golden Gate Hardware | 2020-01-30 | 2000 | COD
2019-04-04 | SPE19-1065 | 44 | Bar, Angle, 1/4" x 1" x 1" x 6m |  | 2 | lengths | 2019-11-29 | PSPE19-1065-1113 | Bacolod Steel Center Corporation | 2019-11-27 | 838.4 | COD
2019-04-04 | SPE19-1065 | 45 | Paint, Primer, Epoxy, Gray |  | 1 | gal. | 2019-11-29 | PSPE19-1065-1322 | Bacolod Paint Marketing | 2020-02-05 | 570 | COD
2019-04-04 | SPE19-1065 | 46 | Thinner, Lacquer |  | 1 | gal. | 2019-11-29 | PSPE19-1065-1320 | Visayan Construction Supply | 2020-02-05 | 220
2019-04-04 | SPE19-1065 | 47 | Brush, Paint, 2" |  | 5 | pcs. | 2019-11-29 | PSPE19-1065-1174 | Greenlane Hardware and Construction Supply Inc | 2019-12-12 | 62.5
2019-04-04 | SPE19-1065 | 48 | Epoxy, Top Coat, Red |  | 1 | gal. | 2019-11-29 | PSPE19-1065-1316 | Sugarland Hardware Corp. | 2020-02-03 | 863 | COD
2019-04-04 | SPE19-1065 | 49 | Acetylene |  | 0 | cyl. | 2019-11-29 |  |  |  | 0
2019-04-04 | SPE19-1065 | 50 | Oxygen |  | 0 | cyls. | 2019-11-29 |  |  |  | 0
2019-04-04 | SPE19-1065 | 51 | Tape, PTFE, Industrial, 3/4", (Teflon) |  | 1 | roll | 2019-11-29 | PSPE19-1065-1302 | Visayan Construction Supply | 2020-01-30 | 15
2019-04-04 | SPE19-1065 | 52 | Brush, Roller, 4", with Handle |  | 10 | pcs. | 2019-11-29 | PSPE19-1065-1174 | Greenlane Hardware and Construction Supply Inc | 2019-12-12 | 220
2019-04-04 | SPE19-1065 | 53 | Disc, Cutting, 4" |  | 0 | pcs. | 2019-11-29 |  |  |  | 0
2019-04-04 | SPE19-1065 | 54 | Nail, Common, 2-1/2" |  | 5 | kgs. | 2019-11-15 | PSPE19-1065-1142 | A-one Industrial Sales | 2019-12-03 | 305 | COD
2019-04-04 | SPE19-1065 | 55 | Nail, Common, 1" |  | 2 | kgs. | 2019-11-15 |  |  |  | 0
2019-04-04 | SPE19-1065 | 56 | Tie Wire, #16 |  | 15 | kgs. | 2019-11-15 | PSPE19-1065-1115PSPE19-1065-1185 | Bacolod Triumph Hardware (Main Branch)Bacolod Triumph Hardware (Main Branch) | 2019-11-272019-12-13 | 275.0825 | COD
2019-04-04 | SPE19-1065 | 57 | Electrode, Welding, 1/8" x E6011 |  | 5 | kgs. | 2019-11-15 | PSPE19-1065-1304 | Visayan Construction Supply | 2020-01-30 | 0 | 30 days PDC
2019-04-04 | SPE19-1065 | 58 | Electrode, Welding, 1/8" x E6013 |  | 10 | kgs. | 2019-11-15 |  |  |  | 0
2019-04-04 | SPE19-1065 | 59 | Disc, Grinding, 4" x 1/4" x 5/8" |  | 5 | pcs. | 2019-11-15 |  |  |  | 0
2019-04-04 | SPE19-1065 | 60 | Disc, Cutting, Diamond, 4" |  | 2 | pcs. | 2019-11-15 | PSPE19-1065-1131 | A-one Industrial Sales | 2019-12-02 | 182 | COD
2019-04-04 | SPE19-1065 | 61 | Gloves, Working, Ma-ong |  | 20 | pairs | 2019-11-15 | PSPE19-1065-1127 | Greenlane Hardware and Construction Supply Inc | 2019-11-29 | 260 | COD
2019-04-04 | SPE19-1065 | 62 | Sealant, Roof, (Vulcaseal) |  | 1 | gal. | 2019-11-15 | PSPE19-1065-1167 | Visayan Construction Supply | 2019-12-09 | 1655 | COD
2019-04-04 | SPE19-1065 | 63 | Compound, Grout, Tile |  | 2 | kgs. | 2019-11-15 |  |  |  | 0 | COD
2019-04-04 | SPE19-1065 | 64 | Adhesive, Tile |  | 2 | bags | 2019-11-15 |  |  |  | 0 | COD
2019-04-04 | SPE19-1065 | 65 | Drill Bit, Metal, 1/8" |  | 10 | pcs. | 2019-11-15 | PSPE19-1065-1079 | Visayan Construction Supply | 2019-11-22 | 220 | COD
Fire Detection and Alarm System
2019-07-11 | SPE19-1068 | 1 | Photoelectric Smoke Detector, 24V, Conventional |  | 3 | pcs | 2019-11-29 |  |  |  | 0
2019-07-11 | SPE19-1068 | 2 | Photoelectric Thermal (Heat) Detector, 24V, Conventional |  | 2 | pcs | 2019-11-29 |  |  |  | 0
2019-07-11 | SPE19-1068 | 3 | Manual Call Point, 24V, Conventional |  | 2 | pcs | 2019-11-29 |  |  |  | 0
2019-07-11 | SPE19-1068 | 4 | Fire Alarm Bell, 24V, Conventional |  | 2 | pcs | 2019-11-29 |  |  |  | 0
2019-07-11 | SPE19-1068 | 5 | THHN Wire, 2.0 mm2, Brand: Phelps Dodge, 150mtrs/roll |  | 3 | rolls | 2019-11-22 |  |  |  | 0
2019-07-11 | SPE19-1068 | 6 | Junction Box, PVC, Surface Type, 4", w/ Cover |  | 16 | pcs | 2019-11-22 |  |  |  | 0
2019-07-11 | SPE19-1068 | 7 | Adapter, PVC, Male, 1/2'?, w/ Lock Nut |  | 30 | pcs | 2019-11-22 |  |  |  | 0
2019-07-11 | SPE19-1068 | 8 | Pipe, PVC, 1/2" x 10' Color: Orange, Brand: Atlanta |  | 40 | lgths | 2019-11-22 |  |  |  | 0
2019-07-11 | SPE19-1068 | 9 | Vinyl electrical tape |  | 4 | pcs | 2019-11-22 |  |  |  | 0
2019-07-11 | SPE19-1068 | 10 | Tox w/ Screw, 1" long x 1/4" dia. |  | 100 | pcs | 2019-11-22 |  |  |  | 0
2019-07-11 | SPE19-1068 | 11 | Solvent, PVC, Brand: Sherman, 400cc |  | 2 | cans | 2019-11-22 |  |  |  | 0
2019-07-11 | SPE19-1068 | 12 | Drill Bit, Concrete, 6mm dia. |  | 4 | pcs | 2019-11-22 |  |  |  | 0
Replacement for Damage Tool
2019-06-10 | SPE19-1125 | 1 | Angle Grinder, 4" |  | 1 | unit | 2019-11-15 | PSPE19-1125-1055 | A-one Industrial Sales | 2019-11-14 | 2655 | COD
Fabrication of Overhead Book Shelves
2019-11-15 | SPE19-1129 | 1 | Plywood, Marine, 3/4", 4' x 8' |  | 12 | shts | 2019-12-02 | Cancelled |  |  | 0
2019-11-15 | SPE19-1129 | 2 | Plywood, Marine, 1/2", 4' x 8' |  | 4 | shts | 2019-12-02 | Cancelled |  |  | 0
2019-11-15 | SPE19-1129 | 3 | Stikwel Wood glue, 250g. |  | 8 | schts | 2019-12-02 | Cancelled |  |  | 0
2019-11-15 | SPE19-1129 | 4 | Fiinishing nails 2"x2"x1/8" |  | 7 | kgs | 2019-12-02 | Cancelled |  |  | 0
2019-11-15 | SPE19-1129 | 5 | Bracket, Shelf, 40cm x 40cm w/ screw |  | 65 | pcs | 2019-12-02 | Cancelled |  |  | 0
2019-11-15 | SPE19-1129 | 6 | Drill Bit, metal, 3/16" - Dormer |  | 3 | pcs | 2019-12-02 | Cancelled |  |  | 0
2019-11-15 | SPE19-1129 | 7 | Sand Paper Grit #80 |  | 10 | shts | 2019-12-02 | Cancelled |  |  | 0
2019-11-15 | SPE19-1129 | 8 | Sand Paper Grit #120 |  | 10 | shts | 2019-12-02 | Cancelled |  |  | 0
2019-11-15 | SPE19-1129 | 9 | Brush, Paint, 2" |  | 2 | pcs | 2019-12-02 | Cancelled |  |  | 0
2019-11-15 | SPE19-1129 | 10 | Putty Blade with Handle |  | 2 | sets | 2019-12-02 | Cancelled |  |  | 0
2019-11-15 | SPE19-1129 | 11 | Brush, Roller, 4", Refill |  | 2 | pcs | 2019-12-02 | Cancelled |  |  | 0
2019-11-15 | SPE19-1129 | 12 | Compound, Patching |  | 3 | kgs | 2019-12-02 | Cancelled |  |  | 0
2019-11-15 | SPE19-1129 | 13 | Paint, Enamel, Flat Wall |  | 3 | gals | 2019-12-02 | Cancelled |  |  | 0
2019-11-15 | SPE19-1129 | 14 | Paint, Enamel, Semi-Gloss, Tulle White |  | 3 | gals | 2019-12-02 | Cancelled |  |  | 0
2019-11-15 | SPE19-1129 | 15 | Thinner, Paint |  | 1 | gal | 2019-12-02 | Cancelled |  |  | 0
Material for Canteen Fire Hydrant
2019-11-14 | SPE19-1130 | 1 | Fire Hose Reel Cabinet, Mild Steel/Stainless Steel w/ Fire Hose Reel, 1.5" x 30m, Complete Accessories, 450 psi, Double Jacket w/ Water Combination Nozzle Pistol Grip NH 1.5 |  | 1 | set | 2019-12-13 | PSPE19-1130-1315PSPE19-1130-1441PSPE19-1130-1490 | Kelvin Nicoli EnterprisesKelvin Nicoli EnterprisesCatcom Marketing | 2020-02-032020-02-262020-03-11 | 0 | 30 days PDC
Water Supply System for Canteen and Ladies Dorm
2019-11-20 | SPE19-1142 | 1 | Pipe, HDPE ( High-Density Polyethylene ), 2" |  | 50 | mtrs | 2019-12-09 |  |  |  | 0
2019-11-20 | SPE19-1142 | 2 | Valve, Ball, Brass, 2" |  | 1 | pc | 2019-12-09 | PSPE19-1142-1232 | Visayan Construction Supply | 2020-01-03 | 1450 | COD
2019-11-20 | SPE19-1142 | 3 | Elbow,Coupler,HDPE,2" dia |  | 5 | pcs | 2019-12-09 | PSPE19-1142-1232 | Visayan Construction Supply | 2020-01-03 | 2772.5 | COD
2019-11-20 | SPE19-1142 | 4 | Nipple, Threaded, Outside, GI, 6" long, 2" dia |  | 1 | pc | 2019-12-09 | PSPE19-1142-1233 | SGS Hardware Corporation | 2020-01-03 | 112 | COD
2019-11-20 | SPE19-1142 | 5 | Coupling, Adaptor, Male, HDPE, 2" |  | 3 | pcs | 2019-12-09 | PSPE19-1142-1232 | Visayan Construction Supply | 2020-01-03 | 669.6 | COD
2019-11-20 | SPE19-1142 | 6 | Valve, Ball, Threaded, PVC, 1" |  | 2 | pcs | 2019-12-09 | PSPE19-1142-1232 | Visayan Construction Supply | 2020-01-03 | 187.5 | COD
2019-11-20 | SPE19-1142 | 7 | Coupling, Adaptor, Male, HDPE, 1" |  | 4 | pcs | 2019-12-09 | PSPE19-1142-1232 | Visayan Construction Supply | 2020-01-03 | 187.2 | COD
2019-11-20 | SPE19-1142 | 8 | Elbow,Coupler,HDPE,1" dia |  | 2 | pcs | 2019-12-09 | PSPE19-1142-1232 | Visayan Construction Supply | 2020-01-03 | 223.2 | COD
2019-11-20 | SPE19-1142 | 9 | Tee, HDPE, 1" |  | 1 | pc | 2019-12-09 | PSPE19-1142-1232 | Visayan Construction Supply | 2020-01-03 | 144 | COD
2019-11-20 | SPE19-1142 | 10 | Valve, Plain, PVC,1" |  | 1 | pc | 2019-12-09 | PSPE19-1142-1232 | Visayan Construction Supply | 2020-01-03 | 93.75 | COD
2019-11-20 | SPE19-1142 | 11 | Pipe, PVC, 1" x 10", Color: Blue |  | 1 | lgth | 2019-12-09 | PSPE19-1142-1232 | Visayan Construction Supply | 2020-01-03 | 126.6 | COD
2019-11-20 | SPE19-1142 | 12 | Elbow, PVC, 90 deg, 1" |  | 3 | pcs | 2019-12-09 | PSPE19-1142-1232 | Visayan Construction Supply | 2020-01-03 | 51 | COD
2019-11-20 | SPE19-1142 | 13 | Clamp on Saddle, PVC, w/ EPDM O-ring, 3" x 2" |  | 1 | pc | 2019-12-09 |  |  |  | 0
2019-11-20 | SPE19-1142 | 14 | Adaptor, Coupler, Male, PE, 1-1/2" |  | 1 | pc | 2019-12-09 | PSPE19-1142-1232 | Visayan Construction Supply | 2020-01-03 | 167.4 | COD
2019-11-20 | SPE19-1142 | 15 | Adaptor, Male, PVC, 1" |  | 1 | pc | 2019-12-09 | PSPE19-1142-1232 | Visayan Construction Supply | 2020-01-03 | 16.25 | COD
2019-11-20 | SPE19-1142 | 16 | Epoxy, Steel, Gray |  | 2 | ltrs | 2019-12-09 |  |  |  | 0
2019-11-20 | SPE19-1142 | 17 | Solvent, PVC, 60 ml |  | 2 | cans | 2019-12-09 | PSPE19-1142-1297 | Visayan Construction Supply | 2020-01-29 | 66 | COD
2019-11-20 | SPE19-1142 | 18 | Tape, PTFE, Industrial, 3/4", (Teflon) |  | 2 | rolls | 2019-12-09 | PSPE19-1142-1234 | Visayan Construction Supply | 2020-01-03 | 30
2019-11-20 | SPE19-1142 | 19 | Channel, C, Stainless Steel, 1/4" x 2" x 4" x 20ft |  | 3 | lgths | 2019-12-03 | PSPE19-1142-1255 | Bacolod Steel Center Corporation | 2020-01-08 | 6930 | COD
2019-11-20 | SPE19-1142 | 20 | Electrode, Welding, 1/8" x E6011 |  | 10 | kgs | 2019-12-03 | PSPE19-1142-1310 | Visayan Construction Supply | 2020-01-31 | 990 | COD
2019-11-20 | SPE19-1142 | 21 | Disc, Grinding, 4" x 1/4" x 5/8" |  | 3 | pcs | 2019-12-03 |  |  |  | 0
2019-11-20 | SPE19-1142 | 22 | Disc, Cutting, 4" x 3/32 x 5/8" |  | 5 | pcs | 2019-12-03 |  |  |  | 0
2019-11-20 | SPE19-1142 | 23 | Converter, Rust, Brand: Turco |  | 1 | gal | 2019-12-03 |  |  |  | 0
2019-11-20 | SPE19-1142 | 24 | Paint, Primer, Metal, Red Oxide, 4L/gal |  | 1 | gal | 2019-12-03 |  |  |  | 0
2019-11-20 | SPE19-1142 | 25 | Thinner, Paint |  | 1 | gal | 2019-12-03 | PSPE19-1142-1317 | Greenlane Hardware and Construction Supply Inc | 2020-02-04 | 240 | COD
2019-11-20 | SPE19-1142 | 26 | Brush, Cup, Twisted, M10 x 1.25mm, 3" |  | 1 | pc | 2019-12-03 |  |  |  | 0
2019-11-20 | SPE19-1142 | 27 | Brush, Paint, 2" |  | 1 | pc | 2019-12-03 | PSPE19-1142-1321 | Greenlane Hardware and Construction Supply Inc | 2020-02-05 | 12.5
2019-11-20 | SPE19-1142 | 28 | Brush, Roller, Refill, 4" |  | 2 | pcs | 2019-12-03 |  |  |  | 0
2019-11-20 | SPE19-1142 | 29 | Acetylene |  | 1 | cyl | 2019-12-03 |  |  |  | 0
2019-11-20 | SPE19-1142 | 30 | Oxygen |  | 2 | cyls | 2019-12-03 |  |  |  | 0
CONSTRUCTION OF CENPRI CANTEEN
2019-04-04 | SPE19-1146 | 1 | Purlins, C, 1.0 mm, 2" x 3" x 6m |  | 9 | lengths | 2019-11-26 | PSPE19-1146-1094 | Bacolod Triumph Hardware (Main Branch) | 2019-11-26 | 2772 | 30 DAYS PDC
Construction of CENPRI Canteen Additional
2019-11-26 | SPE19-1148 | 1 | Bar, Angle, 1/4" x 1" x 1" x 6m |  | 5 | lgths | 2019-11-29 | PSPE19-1148-1433 | Bacolod Triumph Hardware (Main Branch) | 2020-02-26 | 2112.5 | CASH
2019-11-26 | SPE19-1148 | 2 | Purlins, C, 2" x 3" x 6m x 0.1 |  | 11 | lgths | 2019-11-29 | PSPE19-1148-1098 | Bacolod Triumph Hardware (Main Branch) | 2019-11-26 | 3388
Construction of CENPRI Canteen Additional
2019-11-26 | SPE19-1150 | 1 | Bar, Angle, 1/4" x 1" x 1" x 6m |  | 5 | lgths | 2019-11-29 | Cancelled |  |  | 0
2019-11-26 | SPE19-1150 | 2 | Purlins, C, 2" x 3" x 6m x 1.0 mm |  | 11 | lgths | 2019-11-29 | Cancelled |  |  | 0
ECMG Office Renovation - Electrical
2019-12-05 | SPE19-1157 | 1 | Panel Box, 10 Branches, Flush Type, Plug In, Brand: GE |  | 1 | pc | 2020-01-02 |  |  |  | 0
2019-12-05 | SPE19-1157 | 2 | Breaker, Circuit, Plug In, 60A, 2P, 220-240V, Brand: GE |  | 1 | pc | 2020-01-02 |  |  |  | 0
2019-12-05 | SPE19-1157 | 3 | Breaker, Circuit, Plug In, 30A, 2P, 220-240V, Brand: GE |  | 4 | pcs | 2020-01-02 |  |  |  | 0
2019-12-05 | SPE19-1157 | 4 | Breaker, Circuit, Plug In, 20A, 2P, 220-240V, Brand: GE |  | 4 | pcs | 2020-01-02 |  |  |  | 0
2019-12-05 | SPE19-1157 | 5 | Outlet, Flush Type w/ Plate Cover, 2 gang, Brand: Royu |  | 16 | sets | 2020-01-02 |  |  |  | 0
2019-12-05 | SPE19-1157 | 6 | Switch, Flush Type w/ Plate Cover, 2 gang, Brand: Royu |  | 7 | sets | 2020-01-02 |  |  |  | 0
2019-12-05 | SPE19-1157 | 7 | Outlet, Flush Type w/ Plate Cover, 1 gang, Brand: Royu |  | 4 | sets | 2020-01-02 |  |  |  | 0
2019-12-05 | SPE19-1157 | 8 | Outlet, Aircon, Flush Type w/ Plate Cover, Brand: Royu |  | 2 | sets | 2020-01-02 |  |  |  | 0
2019-12-05 | SPE19-1157 | 9 | Box, Utility, UPVC, w/ Screw |  | 25 | pcs | 2019-12-23 |  |  |  | 0
2019-12-05 | SPE19-1157 | 10 | Box, Junction with cover, UPVC, 4"x4" |  | 12 | pcs | 2019-12-23 |  |  |  | 0
2019-12-05 | SPE19-1157 | 11 | Wire, Copper, THHN, 3.5mm?, AWG #12, Brand: Phelps Dodge |  | 1 | box | 2019-12-23 |  |  |  | 0
2019-12-05 | SPE19-1157 | 12 | Wire, Copper, THHN, 2.0mm?, AWG #14, Brand: Phelps Dodge |  | 2 | boxes | 2019-12-23 |  |  |  | 0
2019-12-05 | SPE19-1157 | 13 | Pipe, UPVC conduit, 1/2", Color: orange |  | 15 | lgths | 2019-12-23 |  |  |  | 0
2019-12-05 | SPE19-1157 | 14 | Pipe, UPVC conduit, 1", Color: orange |  | 1 | lgths | 2019-12-23 |  |  |  | 0
2019-12-05 | SPE19-1157 | 15 | Pipe, Flexible Corrugated Conduit, UPVC, 1/2", Color: Orange |  | 80 | mtrs | 2019-12-23 |  |  |  | 0
2019-12-05 | SPE19-1157 | 16 | Tape, Vinyl, Electrical, Big; Brand: 3M |  | 6 | rolls | 2019-12-23 |  |  |  | 0
2019-12-05 | SPE19-1157 | 17 | Receptacle, Standard Size, Brand: Omni |  | 10 | pcs | 2020-01-06 |  |  |  | 0
2019-12-05 | SPE19-1157 | 18 | Fan, Exhaust, Ceiling Mounted, 12" x 12" dia, 32W |  | 1 | pc | 2020-01-06 |  |  |  | 0
2019-12-05 | SPE19-1157 | 19 | Bulb, LED, 14W, Brand: Omni |  | 10 | pcs | 2020-01-06 |  |  |  | 0
2019-12-05 | SPE19-1157 | 20 | LED Rechargeable emergency, 220VAC Light, AEI-390 |  | 3 | pcs | 2020-01-06 |  |  |  | 0
2019-12-05 | SPE19-1157 | 21 | Hose, Flexible, Braided, SS, 1/2" x 1/2" x 16" |  | 60 | mtrs | 2019-12-23 |  |  |  | 0
Construction of CENPRI Canteen
2019-04-04 | SPE19-1161 | 1 | Bar, Steel, Deformed/Corrugated, 10mm |  | 40 | lengths | 2019-12-09 | PSPE19-1161-1183PSPE19-1161-1213 | Bacolod Triumph Hardware (Main Branch)Bacolod Steel Center Corporation | 2019-12-132019-12-18 | 0.3681 | COD
Construction of CENPRI Canteen Additional
2019-12-11 | SPE19-1162 | 1 | Fan, Rotational, Ceiling Mounted, 220V |  | 3 | pcs | 2019-12-20 | PSPE19-1162-1386PSPE19-1162-1475 | SM SUPERMARKETNew Season Trading, The | 2020-02-212020-03-11 | 4.197 | COD
2019-12-11 | SPE19-1162 | 2 | Outlet, Flush Type, 1 gang, 2 Prong |  | 2 | sets | 2019-12-20 | PSPE19-1162-1225 | KLS Electrical Supply | 2020-01-02 | 168 | COD
2019-12-11 | SPE19-1162 | 3 | Box, Utility, 2" x 4", Color: Orange |  | 2 | pcs | 2019-12-20 | PSPE19-1162-1225 | KLS Electrical Supply | 2020-01-02 | 39 | COD
Construction of CENPRI Canteen Additional
2019-12-12 | SPE19-1163 | 1 | Door, Flush, 70cm x 210cm |  | 4 | pcs | 2019-12-20 | PSPE19-1163-1202PSPE19-1163-1220 | A-one Industrial SalesVisayan Construction Supply | 2019-12-172019-12-26 | 6.68 | COD
2019-12-12 | SPE19-1163 | 2 | Door, w/ Jamb, UPVC, 60cm x 210cm |  | 1 | set | 2019-12-20 | PSPE19-1163-1203 | Visayan Construction Supply | 2019-12-17 | 1350 | COD
Construction of CENPRI Canteen Additional
2019-12-17 | SPE19-1169 | 1 | Pipe, BI, Seamless, 1-1/2" diameter, Schedule 40 |  | 3 | lgths | 2019-01-06 | PSPE19-1169-1252PSPE19-1169-1254 | Bacolod Steel Center CorporationBacolod Steel Center Corporation | 2020-01-082020-01-08 | 4257.0043 | CASH
2019-12-17 | SPE19-1169 | 2 | Elbow, BI, Schedule 40, 1-1/2" x 90 deg. |  | 5 | pcs | 2019-01-06 | PSPE19-1169-1253 | Golden Gate Hardware | 2020-01-08 | 325 | CASH
Construction of CENPRI Canteen Additional to Supersede FR-544-2019, Item # 6
2020-01-06 | SPE20-1178 | 1 | Tee, HDPE, 1" X 1" (Pipe Connector) |  | 4 | pcs | 2020-01-09 | PSPE20-1178-1251 | Visayan Construction Supply | 2020-01-08 | 576 | COD
2020-01-06 | SPE20-1178 | 2 | Reducer, Coupling, HDPE, 1" X 1/2" (Pipe Connector) |  | 4 | pcs | 2020-01-09 | PSPE20-1178-1251 | Visayan Construction Supply | 2020-01-08 | 476 | COD
Additional for Canteen Fire Protection
2020-01-24 | SPE20-1207 | 1 | Extinguisher, Fire, 10 lbs, HCFC - 123 |  | 1 | tank | 2020-02-13 | PSPE20-1207-1298 | Catcom Marketing | 2020-01-29 | 9500 | 30 DAYS PDC
ECMG Office Renovation - Electrical Supersede to FR-593-2019 Item #18
2020-01-30 | SPE20-1222 | 1 | Fan, Exhaust, Wall Mounted, with Louver, 12" x 12" dia, 32W |  | 1 | pc | 2020-02-17 |  |  |  | 0
Additional Materials for ECMG Office Renovation - Electrical
2020-02-06 | SPE20-1223 | 1 | Breaker, Circuit, Bolt On, 30A, 2P, 220-240V |  | 2 | pcs | 2020-02-26 | PSPE20-1223-1710 | Jas't Marketing Co. | 2020-07-20 | 0
2020-02-06 | SPE20-1223 | 2 | Pipe, UPVC conduit, 3/4", Color: Orange |  | 3 | lgths | 2020-02-19 |  |  |  | 0
2020-02-06 | SPE20-1223 | 3 | Pipe, UPVC conduit, 1/2", Color: Orange |  | 8 | lgths | 2020-02-19 |  |  |  | 0
Water Supply System for Canteen and Ladies Dorm (Additional)
2020-02-06 | SPE20-1224 | 1 | Tank, Potable Water Storage, Vertical, 1000 Liters, PVC |  | 1 | pc | 2020-02-24 | PSPE20-1224-1359PSPE20-1224-1465 | VCY SALES CORPORATIONA.M. Builders' Depot | 2020-02-172020-03-02 | 13.915 | COD
ECMG Office Renovation
2019-09-30 | SPE20-1233 | 1 | Door, Jamb, 2.10m x 0.90m |  | 3 | pcs | 2020-02-10 | PSPE20-1233-1335 | Visayan Construction Supply | 2020-02-24 | 3600 | COD
2019-09-30 | SPE20-1233 | 2 | Door, Panel, 2.10m x 0.90m |  | 3 | pcs | 2020-02-10 | PSPE20-1233-1409 | Visayan Construction Supply | 2020-02-24 | 11970 | COD
2019-09-30 | SPE20-1233 | 3 | Stud, Metal, 2" x 3"x 10ft |  | 28 | lgths | 2020-02-10 | PSPE20-1233-1337 | SGS Hardware Corporation | 2020-02-28 | 2520 | COD
2019-09-30 | SPE20-1233 | 4 | Board, Hardiflex, 1/4" x 4 ft x 8 ft |  | 60 | shts | 2020-02-10 | PSPE20-1233-1335PSPE20-1233-1484PSPE20-1233-1629 | Visayan Construction SupplyVisayan Construction SupplyVisayan Construction Supply | 2020-02-242020-03-062020-07-06 | 9000.99 | COD
2019-09-30 | SPE20-1233 | 5 | Screw, Metal w/ Tox, 3.5mm x 1-1/2" diameter |  | 50 | pcs | 2020-02-10 | PSPE20-1233-1335 | Visayan Construction Supply | 2020-02-24 | 0 | COD
2019-09-30 | SPE20-1233 | 6 | Rivets, Long, Blind, 1/8" x 3/4" |  | 14 | boxes | 2020-02-10 | PSPE20-1233-1335PSPE20-1233-1484 | Visayan Construction SupplyVisayan Construction Supply | 2020-02-242020-03-06 | 1140.5814 | COD
2019-09-30 | SPE20-1233 | 7 | Drill Bit, Metal, 1/8" |  | 4 | boxes | 2020-02-10 | PSPE20-1233-1335 | Visayan Construction Supply | 2020-02-24 | 440 | COD
2019-09-30 | SPE20-1233 | 8 | Hinges, 4" x 4" (1 set = 2 pcs. ) |  | 6 | sets | 2020-02-10 | PSPE20-1233-1408 | Greenlane Hardware and Construction Supply Inc | 2020-02-24 | 1308 | COD
2019-09-30 | SPE20-1233 | 9 | Knob, Door |  | 3 | pcs | 2020-02-10 | PSPE20-1233-1410 | A-one Industrial Sales | 2020-02-24 | 615 | COD
2019-09-30 | SPE20-1233 | 10 | Riveter, Hand |  | 2 | pcs | 2020-02-10 | PSPE20-1233-1336 | A-one Industrial Sales | 2020-02-10 | 0 | COD
2019-09-30 | SPE20-1233 | 11 | Disc, Grinding, 4" x 1/4" x 5/8", 1 star Basic |  | 1 | pc | 2020-02-10 | PSPE20-1233-1378 | Greenlane Hardware and Construction Supply Inc | 2020-02-20 | 0 | COD
2019-09-30 | SPE20-1233 | 12 | Disc, Cutting, 4" |  | 2 | boxes | 2020-02-10 | PSPE20-1233-1361 | Visayan Construction Supply | 2020-02-17 | 0
2019-09-30 | SPE20-1233 | 13 | Disc, Cutting, Diamond, 4" |  | 2 | pcs | 2020-02-10 |  |  |  | 0
2019-09-30 | SPE20-1233 | 14 | Furring, Metal, 1" x 2" x 6m |  | 75 | lgths | 2020-02-10 | PSPE20-1233-1413 | SGS Hardware Corporation | 2020-02-24 | 5850 | COD
2019-09-30 | SPE20-1233 | 15 | Purlins, C, 1.2 mm, 2" x 6" x 20 ft |  | 7 | lgths | 2020-02-10 | PSPE20-1233-1438 | Bacolod Steel Center Corporation | 2020-03-03 | 3282.3 | CASH
2019-09-30 | SPE20-1233 | 16 | Bar, Steel, Deformed/Corrugated, 8mm |  | 6 | lgths | 2020-02-10 | PSPE20-1233-1439 | Bacolod Triumph Hardware (Main Branch) | 2020-02-26 | 417 | CASH
2019-09-30 | SPE20-1233 | 17 | Electrode, Welding, 1/8" x E6013 |  | 2 | kgs | 2020-02-10 | PSPE20-1233-1434 | Visayan Construction Supply | 2020-03-03 | 190 | 30 DAYS PDC
2019-09-30 | SPE20-1233 | 18 | Screw, Metal w/ Tox, 3.5mm x 2" dia. |  | 150 | pcs | 2020-02-10 | PSPE20-1233-1420 | Greenlane Hardware and Construction Supply Inc | 2020-02-24 | 165 | COD
2019-09-30 | SPE20-1233 | 19 | Gloves, Cotton |  | 10 | pcs | 2020-02-10 | PSPE20-1233-1416 | Greenlane Hardware and Construction Supply Inc | 2020-02-24 | 229
2019-09-30 | SPE20-1233 | 20 | Putty, Skim, Coat, 20kgs |  | 4 | bags | 2020-02-10 | PSPE20-1233-1487PSPE20-1233-1686 | Greenlane Hardware and Construction Supply IncGreenlane Hardware and Construction Supply Inc | 2020-03-062020-07-15 | 920.9292 | COD
2019-09-30 | SPE20-1233 | 21 | Blade, Putty |  | 4 | sets | 2020-02-10 |  |  |  | 0 | COD
2019-09-30 | SPE20-1233 | 22 | Paint, Flat Latex, White |  | 14 | gals | 2020-02-10 | PSPE20-1233-1593PSPE20-1233-1688 | Bacolod Paint MarketingBacolod Paint Marketing | 2020-06-092020-07-18 | 2781.8068 | COD
2019-09-30 | SPE20-1233 | 23 | Paint, Latex, Semi-Gloss, Apple Green |  | 16 | gals | 2020-02-10 | PSPE20-1233-1593 | Bacolod Paint Marketing | 2020-06-09 | 2400 | COD
2019-09-30 | SPE20-1233 | 24 | Sandpaper, G80 |  | 20 | shts | 2020-02-10 | PSPE20-1233-1488 | Visayan Construction Supply | 2020-03-06 | 220 | COD
2019-09-30 | SPE20-1233 | 25 | Sandpaper, G120, Brand: 3M |  | 30 | shts | 2020-02-10 | PSPE20-1233-1487PSPE20-1233-1527 | Greenlane Hardware and Construction Supply IncGreenlane Hardware and Construction Supply Inc | 2020-03-062020-06-01 | 280.042 | COD
2019-09-30 | SPE20-1233 | 26 | Brush, Paint, 2" |  | 4 | pcs | 2020-02-10 | PSPE20-1233-1686 | Greenlane Hardware and Construction Supply Inc | 2020-07-15 | 50
2019-09-30 | SPE20-1233 | 27 | Brush, Roller, Refill, 4" |  | 6 | pcs | 2020-02-10 |  |  |  | 0
2019-09-30 | SPE20-1233 | 28 | Lumber, Gemilina, 2" x 2" x 8' |  | 10 | lgths | 2020-02-10 | PSPE20-1233-1590 | Khaiyen and Khaila Lumber Merchandising | 2020-06-08 | 1400 | COD
2019-09-30 | SPE20-1233 | 29 | Plywood, Ordinary, 1/4", 4' x 8' |  | 4 | shts | 2020-02-10 | PSPE20-1233-1534 | Visayan Construction Supply | 2020-05-21 | 1800 | COD
2019-09-30 | SPE20-1233 | 30 | Nails, Concrete, 4" |  | 1 | kg | 2020-02-10 |  |  |  | 0 | COD
2019-09-30 | SPE20-1233 | 31 | Nails, Common, 1 1/2" |  | 1 | kg | 2020-02-10 |  |  |  | 0
2019-09-30 | SPE20-1233 | 32 | Nails, Common, 2 1/2" |  | 1 | kg | 2020-02-10 |  |  |  | 0
2019-09-30 | SPE20-1233 | 33 | Air Conditioner, Inverter, Split Type, Wall Mounted, 1.5hp, Brand: Kolin |  | 1 | unit | 2020-02-10 | PSPE20-1233-1634 | Imperial Appliance Plaza | 2020-07-08 | 28950 | COD
2019-09-30 | SPE20-1233 | 34 | Air Conditioner, KSG-100B1G, Inverter, Split Type, 1.0 HP, Brand: Kolin |  | 1 | unit | 2020-02-10 | PSPE20-1233-1804 | Imperial Appliance Plaza | 2020-08-12 | 25230 | COD
ECMG Office Renovation
2019-09-30 | SPE20-1237 | 1 | Disc, Cutting, 4" |  | 45 | pcs | 2020-02-19 | PSPE20-1237-1374 | Visayan Construction Supply | 2020-02-20 | 2702
Modification of Louvers at Rear Wall, Upper Roof Area, Right Side and Left Side
2020-03-17 | SPE20-1271 | 1 | Rivets, Long, Blind, 1/8" x 1/2" |  | 13 | boxes | 2020-04-08 | PSPE20-1271-1605PSPE20-1271-1733 | Visayan Construction SupplyVisayan Construction Supply | 2020-06-152020-08-04 | 1331.1533 | COD
2020-03-17 | SPE20-1271 | 2 | Sealant, Silicone, 330ml |  | 50 | tubes | 2020-04-08 | PSPE20-1271-1605PSPE20-1271-1702PSPE20-1271-1733 | Visayan Construction SupplyVisayan Construction SupplyVisayan Construction Supply | 2020-06-152020-07-202020-08-04 | 1250.2625 | COD
2020-03-17 | SPE20-1271 | 3 | Silicone Caulking Gun |  | 2 | pcs | 2020-04-08 | PSPE20-1271-1606 | SGS Hardware Corporation | 2020-06-15 | 240 | COD
2020-03-17 | SPE20-1271 | 4 | Paint, Enamel, Quick Dry, Off White |  | 3 | gals | 2020-04-08 | PSPE20-1271-1616 | Bacolod Paint Marketing | 2020-06-23 | 1578 | COD
2020-03-17 | SPE20-1271 | 5 | Thinner, Paint |  | 1 | gal | 2020-04-08 | PSPE20-1271-1594 | Greenlane Hardware and Construction Supply Inc | 2020-06-09 | 240
2020-03-17 | SPE20-1271 | 6 | Brush, Paint, 2" |  | 2 | pcs | 2020-04-08 | PSPE20-1271-1575 | Greenlane Hardware and Construction Supply Inc | 2020-06-08 | 50
Repair and Repainting of Powerhouse Roofing
2020-03-17 | SPE20-1272 | 1 | Paint, Primer, Metal, Red Oxide, 4L/gal |  | 76 | gals | 2020-04-08 |  |  |  | 0
2020-03-17 | SPE20-1272 | 2 | Roofguard, Color: Green, Brand: Boysen |  | 76 | gals | 2020-04-08 |  |  |  | 0
2020-03-17 | SPE20-1272 | 3 | Thinner, Paint |  | 20 | gals | 2020-04-08 |  |  |  | 0
2020-03-17 | SPE20-1272 | 4 | Sealant, Roof, (Brand: Vulcaseal) |  | 20 | sachets | 2020-04-08 |  |  |  | 0
2020-03-17 | SPE20-1272 | 5 | Screw, Self Drilling, 8mm x 2" (Tek Screw) |  | 500 | pcs | 2020-04-08 |  |  |  | 0
2020-03-17 | SPE20-1272 | 6 | Socket, Magnetic, 8mm |  | 2 | pcs | 2020-04-08 |  |  |  | 0
2020-03-17 | SPE20-1272 | 7 | Brush, Steel |  | 15 | pcs | 2020-04-08 |  |  |  | 0
2020-03-17 | SPE20-1272 | 8 | Sandpaper, G120 |  | 40 | shts | 2020-04-08 |  |  |  | 0
2020-03-17 | SPE20-1272 | 9 | Brush, Roller, Refill, 4" |  | 6 | pcs | 2020-04-08 |  |  |  | 0
2020-03-17 | SPE20-1272 | 10 | Brush, Paint, 2" |  | 6 | pcs | 2020-04-08 |  |  |  | 0
2020-03-17 | SPE20-1272 | 11 | Gloves, Cotton |  | 10 | pcs | 2020-04-08 |  |  |  | 0
2020-03-17 | SPE20-1272 | 12 | Rags, Cotton |  | 10 | kgs | 2020-04-08 |  |  |  | 0
2020-03-17 | SPE20-1272 | 13 | Broom, Stick |  | 2 | pcs | 2020-04-08 |  |  |  | 0
2020-03-17 | SPE20-1272 | 14 | Broom (Baguio) |  | 2 | pcs | 2020-04-08 |  |  |  | 0
Canteen Canopy
2020-03-17 | SPE20-1273 | 1 | Purlins, C, 2" x 3" x 6m x 1.0 mm |  | 18 | lgths | 2020-04-15 |  |  |  | 0
2020-03-17 | SPE20-1273 | 2 | Electrode, Welding, 1/8" x E6011 |  | 2 | kgs | 2020-04-15 |  |  |  | 0
2020-03-17 | SPE20-1273 | 3 | Paint, Primer, Metal, Red Oxide, 4L/gal |  | 2 | gals | 2020-04-15 |  |  |  | 0
2020-03-17 | SPE20-1273 | 4 | Thinner, Paint |  | 1 | gal | 2020-04-15 |  |  |  | 0
2020-03-17 | SPE20-1273 | 5 | Sandpaper, G80 |  | 1 | sht | 2020-04-15 |  |  |  | 0
Ladies Dormitory
2020-06-03 | SPE20-1309 | 1 | Acetylene |  | 2 | cyls | 2020-06-30 | PSPE20-1309-1705 | Bacolod Oxygen Acetylene Gas Corp. | 2020-07-20 | 2200
2020-06-03 | SPE20-1309 | 2 | Adapter, PVC, Male, 1/2'?, w/ Lock Nut |  | 20 | pcs | 2020-07-07 | PSPE20-1309-1834 | Visayan Construction Supply | 2020-08-18 | 145 | Cash
2020-06-03 | SPE20-1309 | 3 | Adaptor, Female, PVC, 1/2" |  | 6 | pcs | 2020-06-23 | PSPE20-1309-1680 | Visayan Construction Supply | 2020-07-11 | 46.2 | Cash
2020-06-03 | SPE20-1309 | 4 | Adaptor, Male, HDPE, Thread, 1" |  | 2 | pcs | 2020-06-23 | PSPE20-1309-1679 | SGS Hardware Corporation | 2020-07-24 | 110 | Cash
2020-06-03 | SPE20-1309 | 5 | Airconditioner, Window Type, 0.5Hp |  | 1 | unit | 2020-06-30 | PSPE20-1309-2358 | Appliance Centrum | 2021-01-11 | 8760 | COD
2020-06-03 | SPE20-1309 | 6 | Bar, Angle, 1/4" x 1" x 1" x 20 ft |  | 15 | lgths | 2020-06-30 | PSPE20-1309-1892PSPE20-1309-1951PSPE20-1309-2265 | VCY Sales CorporationVCY Sales CorporationVCY Sales Corporation | 2020-09-162020-09-242020-12-16 | 0.4225 | Cash
2020-06-03 | SPE20-1309 | 7 | Bar, Angle, Aluminum, 1/2" x 1/2" |  | 30 | lgths | 2020-06-30 | PSPE20-1309-2294 | NHK Glass and Aluminum Enterprises | 2020-12-19 | 2700 | COD
2020-06-03 | SPE20-1309 | 8 | Bar, Steel, Deformed/Corrugated, 10mm |  | 82 | lgths | 2020-06-23 | PSPE20-1309-1678PSPE20-1309-1693PSPE20-1309-2190 | Bacolod Triumph Hardware (Main Branch)Bacolod Triumph Hardware (Main Branch)VCY Sales Corporation | 2020-07-112020-07-202020-12-09 | 4969.2496 | Cash
2020-06-03 | SPE20-1309 | 9 | Bar, Steel, Deformed/Corrugated, 12mm |  | 74 | lgths | 2020-06-16 | PSPE20-1309-1678PSPE20-1309-1693PSPE20-1309-2152 | Bacolod Triumph Hardware (Main Branch)Bacolod Triumph Hardware (Main Branch)Bacolod Steel Center Corporation | 2020-07-112020-07-202020-11-25 | 6467.6644 | Cash
2020-06-03 | SPE20-1309 | 10 | Bar, Steel, Deformed/Corrugated, 8mm |  | 70 | lgths | 2020-06-16 | PSPE20-1309-1677PSPE20-1309-2265 | Bacolod Steel Center CorporationVCY Sales Corporation | 2020-07-112020-12-16 | 2580.0275 | Cash
2020-06-03 | SPE20-1309 | 11 | Blade, Putty |  | 1 | set | 2020-06-23 | PSPE20-1309-1816 | Visayan Construction Supply | 2020-08-19 | 15 | COD
2020-06-03 | SPE20-1309 | 12 | Block, Hallow, Concrete, 4" x 8" x 16" |  | 32 | pcs | 2020-06-23 | PSPE20-1309-1826 | Javiero's Hollow Blocks Factory | 2020-08-18 | 448 | COD
2020-06-03 | SPE20-1309 | 13 | Board, Hardiflex, 1/2" x 4 ft x 8 ft |  | 8 | shts | 2020-06-23 | PSPE20-1309-1836PSPE20-1309-1848PSPE20-1309-2232 | Visayan Construction SupplyVisayan Construction SupplyVisayan Construction Supply | 2020-08-192020-08-222020-12-15 | 3036.003 | COD
2020-06-03 | SPE20-1309 | 14 | Bowl, Toilet, with Tank |  | 2 | pcs | 2020-07-07 | PSPE20-1309-1939 | Ava Construction Supply | 2020-09-19 | 5510 | Cash
2020-06-03 | SPE20-1309 | 15 | Brush, Paint, 2" |  | 3 | pcs | 2020-06-23 | PSPE20-1309-1674 | Greenlane Hardware and Construction Supply Inc | 2020-07-10 | 37.5
2020-06-03 | SPE20-1309 | 16 | Brush, Roller, Refill, 4" |  | 7 | pcs | 2020-06-23 | PSPE20-1309-1675 | Greenlane Hardware and Construction Supply Inc | 2020-07-10 | 154
2020-06-03 | SPE20-1309 | 17 | Brush, Steel |  | 8 | pcs | 2020-06-23 | PSPE20-1309-1661 | Sugarland Hardware Corp. | 2020-07-10 | 144
2020-06-03 | SPE20-1309 | 18 | Buckle, Turn, 16mm |  | 28 | pcs | 2020-06-30 | PSPE20-1309-1703 | SGS Hardware Corporation | 2020-07-20 | 2800 | Cash
2020-06-03 | SPE20-1309 | 19 | C-Clamp, 1/2" |  | 35 | pcs | 2020-07-07 | PSPE20-1309-1834 | Visayan Construction Supply | 2020-08-18 | 52.5 | Cash
2020-06-03 | SPE20-1309 | 20 | Cement, Portland |  | 138 | bags | 2020-06-16 | PSPE20-1309-1678PSPE20-1309-1693PSPE20-1309-1859PSPE20-1309-1869 | Bacolod Triumph Hardware (Main Branch)Bacolod Triumph Hardware (Main Branch)SGS Hardware CorporationVCY SALES CORPORATION | 2020-07-112020-07-202020-08-262020-12-04 | 14214.1449 | Cash
2020-06-03 | SPE20-1309 | 21 | Compound, Patching |  | 10 | kgs | 2020-06-30 | PSPE20-1309-1703 | SGS Hardware Corporation | 2020-07-20 | 280 | Cash
2020-06-03 | SPE20-1309 | 22 | Coupling, PVC, 1/2" |  | 5 | pcs | 2020-06-23 | PSPE20-1309-1680 | Visayan Construction Supply | 2020-07-11 | 15.5 | Cash
2020-06-03 | SPE20-1309 | 23 | Curtain, Shower, with Rod (pvc plastic) |  | 2 | sets | 2020-07-14 | PSPE20-1309-2356 | JBEE DEPARTMENT STORE | 2021-01-07 | 310
2020-06-03 | SPE20-1309 | 24 | Disc, Cutting, 14" |  | 8 | pcs | 2020-06-16 | PSPE20-1309-1816 | Visayan Construction Supply | 2020-08-19 | 1920 | COD
2020-06-03 | SPE20-1309 | 25 | Disc, Cutting, 4" |  | 7 | pcs | 2020-06-16 | PSPE20-1309-1672 | Visayan Construction Supply | 2020-07-10 | 675.5
2020-06-03 | SPE20-1309 | 26 | Disc, Cutting, Diamond, 4" |  | 1 | pc | 2020-06-23 | PSPE20-1309-1764 | A-one Industrial Sales | 2020-08-07 | 182
2020-06-03 | SPE20-1309 | 27 | Door Knob |  | 9 | sets | 2020-07-14 | PSPE20-1309-2266 | SGS Hardware Corporation | 2020-12-16 | 2610 | Cash
2020-06-03 | SPE20-1309 | 28 | Door, Flush, 2.10m x 0.90m |  | 9 | sets | 2020-06-30 | PSPE20-1309-2252PSPE20-1309-2349 | Visayan Construction SupplyVisayan Construction Supply | 2020-12-162021-01-07 | 7602.8576 | COD
2020-06-03 | SPE20-1309 | 29 | Door, Jamb, 2.10m x 0.90m |  | 9 | sets | 2020-06-23 | PSPE20-1309-1836PSPE20-1309-1848PSPE20-1309-2232 | Visayan Construction SupplyVisayan Construction SupplyVisayan Construction Supply | 2020-08-192020-08-222020-12-15 | 6160.0062 | COD
2020-06-03 | SPE20-1309 | 30 | Drawer lock |  | 24 | pcs | 2020-07-07 | PSPE20-1309-1833 | SGS Hardware Corporation | 2020-09-18 | 2040 | Cash
2020-06-03 | SPE20-1309 | 31 | Drill Bit, Metal, 1/8" |  | 3 | box | 2020-06-23 | PSPE20-1309-1679 | SGS Hardware Corporation | 2020-07-24 | 0 | Cash
2020-06-03 | SPE20-1309 | 32 | Drill Bit, Metal, 3/16" |  | 1 | box | 2020-06-30 | PSPE20-1309-1703 | SGS Hardware Corporation | 2020-07-20 | 87 | Cash
2020-06-03 | SPE20-1309 | 33 | Drill Bit, Metal, 6mm dia. |  | 2 | pcs | 2020-07-07 | PSPE20-1309-1938 | Bacolod Mindanao Lumber and Plywood | 2020-09-18 | 210 | Cash
2020-06-03 | SPE20-1309 | 34 | Elbow, Plain, PVC, 90 deg, 1/2" |  | 10 | pcs | 2020-06-23 | PSPE20-1309-1680 | Visayan Construction Supply | 2020-07-11 | 66 | Cash
2020-06-03 | SPE20-1309 | 35 | Elbow, PVC, 90 deg, 2" |  | 8 | pcs | 2020-06-23 | PSPE20-1309-1680 | Visayan Construction Supply | 2020-07-11 | 436.8 | Cash
2020-06-03 | SPE20-1309 | 36 | Elbow, PVC, 90 deg, 4" |  | 5 | pcs | 2020-06-23 | PSPE20-1309-1679 | SGS Hardware Corporation | 2020-07-24 | 0 | Cash
2020-06-03 | SPE20-1309 | 37 | Elbow, Threaded, PVC, 90 deg x 1/2" dia. |  | 7 | pcs | 2020-06-23 | PSPE20-1309-1680 | Visayan Construction Supply | 2020-07-11 | 74.2 | Cash
2020-06-03 | SPE20-1309 | 38 | Electrode, Welding, 1/8" x E6011 |  | 10 | kgs | 2020-06-23 | PSPE20-1309-1671PSPE20-1309-1684 | Visayan Construction SupplyVisayan Construction Supply | 2020-07-102020-07-14 | 0 | 20 days PDC
2020-06-03 | SPE20-1309 | 39 | Electrode, Welding, 1/8" x E6013 |  | 11 | kgs | 2020-06-23 | PSPE20-1309-1669PSPE20-1309-1684 | Greenlane Hardware and Construction Supply IncVisayan Construction Supply | 2020-07-102020-07-14 | 0 | 20 days PDC
2020-06-03 | SPE20-1309 | 40 | Epoxy, Concrete |  | 1 | ltr | 2020-06-30 | PSPE20-1309-1816 | Visayan Construction Supply | 2020-08-19 | 850 | COD
2020-06-03 | SPE20-1309 | 41 | Extinguisher, Fire, 10 lbs, ABC Chemical |  | 2 | tnks | 2020-07-14 | PSPE20-1309-2333 | Pyromancer Fire Safety Products and Installation Services | 2021-01-05 | 3400
2020-06-03 | SPE20-1309 | 42 | Extinguisher, Fire, 10 lbs, HCFC - 123 |  | 1 | tnk | 2020-07-14 | PSPE20-1309-2332 | Catcom Marketing | 2021-01-05 | 9500
2020-06-03 | SPE20-1309 | 43 | Fan, Exhaust, Wall Mounted w/ Louvers, 32 Watts, 34cm x 34cm Diameter |  | 1 | unit | 2020-06-30 |  |  |  | 0
2020-06-03 | SPE20-1309 | 44 | Faucet, Water, Brass, 1/2" |  | 5 | pcs | 2020-06-30 | PSPE20-1309-1938 | Bacolod Mindanao Lumber and Plywood | 2020-09-18 | 475 | Cash
2020-06-03 | SPE20-1309 | 45 | Fire Alarm Bell, 24V, Conventional |  | 2 | pcs | 2020-07-07 | PSPE20-1309-2317 | Pyromancer Fire Safety Products and Installation Services | 2020-12-23 | 2546.5 | COD
2020-06-03 | SPE20-1309 | 46 | Fire Alarm Cable, #16/4c and Smoke Detector Belden 4 core cable, 100mtrs/roll |  | 1 | roll | 2020-07-07 | PSPE20-1309-2318 | Catcom Marketing | 2021-01-04 | 2300 | COD
2020-06-03 | SPE20-1309 | 47 | Flashing, Box Type, 8" x 2" x 2" x 8" x 1" x 1" x 1" x 8 ft |  | 38 | shts | 2020-06-30 |  |  |  | 0
2020-06-03 | SPE20-1309 | 48 | Frame, Jalousie Window, High, 0.60m |  | 3 | sets | 2020-06-30 | PSPE20-1309-2268 | Aces Aluminum | 2020-12-16 | 297 | COD
2020-06-03 | SPE20-1309 | 49 | Frame, Jalousie Window, High, 1m |  | 14 | sets | 2020-06-30 | PSPE20-1309-2268 | Aces Aluminum | 2020-12-16 | 2156 | COD
2020-06-03 | SPE20-1309 | 50 | Glue, Wood, 250g, (Brand: Stickwel) |  | 14 | schts | 2020-06-30 | PSPE20-1309-1938 | Bacolod Mindanao Lumber and Plywood | 2020-09-18 | 518 | Cash
2020-06-03 | SPE20-1309 | 51 | Gravel 3/4 |  | 12 | cu. mtr | 2020-06-16 | PSPE20-1309-1826 | Javiero's Hollow Blocks Factory | 2020-08-18 | 16996 | COD
2020-06-03 | SPE20-1309 | 52 | Grout, Tile, Blue, 2kgs |  | 1 | pack | 2020-06-30 | PSPE20-1309-1816 | Visayan Construction Supply | 2020-08-19 | 130 | COD
2020-06-03 | SPE20-1309 | 53 | Hand Basin, Ceramic, with complete accessories |  | 1 | pc | 2020-07-07 | PSPE20-1309-2359 | Visayan Construction Supply | 2021-01-11 | 1200 | COD
2020-06-03 | SPE20-1309 | 54 | Handle, Knob |  | 32 | pcs | 2020-07-07 | PSPE20-1309-2266 | SGS Hardware Corporation | 2020-12-16 | 1120 | Cash
2020-06-03 | SPE20-1309 | 55 | Hinges, 1-1/2" x 2-1/2" |  | 24 | sets | 2020-06-30 | PSPE20-1309-1816 | Visayan Construction Supply | 2020-08-19 | 288 | COD
2020-06-03 | SPE20-1309 | 56 | Hinges, 1-1/2" x 2" |  | 8 | sets | 2020-06-30 | PSPE20-1309-1816 | Visayan Construction Supply | 2020-08-19 | 80 | COD
2020-06-03 | SPE20-1309 | 57 | Hinges, 2" x 3" |  | 4 | sets | 2020-06-30 | PSPE20-1309-1816 | Visayan Construction Supply | 2020-08-19 | 124 | COD
2020-06-03 | SPE20-1309 | 58 | Hinges, 4" x 4" |  | 18 | sets | 2020-06-30 | PSPE20-1309-1816 | Visayan Construction Supply | 2020-08-19 | 702 | COD
2020-06-03 | SPE20-1309 | 59 | Hole Saw, 2.5 cm dia. |  | 1 | pc | 2020-06-30 | PSPE20-1309-1816 | Visayan Construction Supply | 2020-08-19 | 442 | COD
2020-06-03 | SPE20-1309 | 60 | Hole Saw, 4 cm dia. |  | 1 | pc | 2020-06-30 | PSPE20-1309-1816 | Visayan Construction Supply | 2020-08-19 | 442 | COD
2020-06-03 | SPE20-1309 | 61 | Jalousie, Glass, Smoke Type, Long, 0.55cm |  | 154 | pcs | 2020-07-07 | PSPE20-1309-2267 | NHK Glass and Aluminum Enterprises | 2020-12-16 | 4004 | COD
2020-06-03 | SPE20-1309 | 62 | Junction Box, PVC, Surface Type, 4", w/ Cover |  | 12 | pcs | 2020-07-07 | PSPE20-1309-2313 | HKL Enterprises Incorporated | 2020-12-23 | 336 | COD
2020-06-03 | SPE20-1309 | 63 | Lumber, Good, S4S, 1" x 2' x 10 ft |  | 36 | lgths | 2020-06-30 | PSPE20-1309-1850 | Richard and Zachary Woodcraft | 2020-08-27 | 4416 | COD
2020-06-03 | SPE20-1309 | 64 | Lumber, S4S, 1" x 2" x 10ft |  | 10 | lgths | 2020-06-30 |  |  |  | 0
2020-06-03 | SPE20-1309 | 65 | Manual Call Point, 24V, Conventional |  | 2 | pcs | 2020-07-07 | PSPE20-1309-2319PSPE20-1309-2337 | Milco Malcolm MktgLuvimar Enterprises | 2020-12-232021-01-06 | 2.4 | COD
2020-06-03 | SPE20-1309 | 66 | Moulding, Lattice, 1/2" x 1" x 10 feet |  | 36 | lgths | 2020-06-30 | PSPE20-1309-1829PSPE20-1309-1840PSPE20-1309-1845PSPE20-1309-2230 | Visayan Construction SupplyVisayan Construction SupplyVisayan Construction SupplyVisayan Construction Supply | 2020-08-192020-08-192020-08-222020-12-14 | 0.18002
2020-06-03 | SPE20-1309 | 67 | Nails, Finishing, 1" |  | 1 | kg | 2020-06-30 | PSPE20-1309-1817 | SGS Hardware Corporation | 2020-12-16 | 60 | COD
2020-06-03 | SPE20-1309 | 68 | Nails, Finishing, 2" |  | 3 | kgs | 2020-06-30 | PSPE20-1309-1817 | SGS Hardware Corporation | 2020-12-16 | 180 | COD
2020-06-03 | SPE20-1309 | 69 | Oxygen |  | 4 | cyls | 2020-06-30 | PSPE20-1309-1704 | Central Gas Corporation (CEGASCO) | 2020-07-20 | 1600
2020-06-03 | SPE20-1309 | 70 | Paint, Enamel, Flat Wall |  | 26 | gals | 2020-06-30 | PSPE20-1309-1857PSPE20-1309-2312 | Sugarland Hardware Corp.Sugarland Hardware Corp. | 2020-08-272021-01-04 | 6006.066 | 15 days PDC
2020-06-03 | SPE20-1309 | 71 | Paint, Enamel, Gloss, Beige |  | 4 | gals | 2020-07-07 |  |  |  | 0
2020-06-03 | SPE20-1309 | 72 | Paint, Enamel, Gloss, Mocha Brown |  | 1 | gal | 2020-07-07 |  |  |  | 0
2020-06-03 | SPE20-1309 | 73 | Paint, Enamel, Quick Dry, Peach |  | 4 | gals | 2020-07-07 |  |  |  | 0
2020-06-03 | SPE20-1309 | 74 | Paint, Latex, Flat, White |  | 2 | gals | 2020-06-30 |  |  |  | 0 | 15 days PDC
2020-06-03 | SPE20-1309 | 75 | Paint, Latex, Gloss, White Sand (HH-5104 Boysen) |  | 2 | gals | 2020-07-07 |  |  |  | 0
2020-06-03 | SPE20-1309 | 76 | Paint, Primer, Metal, Red Oxide, 4L/gal |  | 20 | gals | 2020-06-23 | PSPE20-1309-1682PSPE20-1309-2300 | Sugarland Hardware Corp.Sugarland Hardware Corp. | 2020-07-132020-12-22 | 3720.4092
2020-06-03 | SPE20-1309 | 77 | Paint, Quik Dry, Enamel, Abode Caterpillar Yellow |  | 3 | gals | 2020-07-07 |  |  |  | 0
2020-06-03 | SPE20-1309 | 78 | Paint, Quik Dry, Enamel, Aqua Marine Blue |  | 3 | gals | 2020-07-07 |  |  |  | 0
2020-06-03 | SPE20-1309 | 79 | Paint, Quik Dry, Enamel, Beige |  | 3 | gals | 2020-07-07 |  |  |  | 0
2020-06-03 | SPE20-1309 | 80 | Paint, Quik Dry, Enamel, Bright Red |  | 3 | gals | 2020-07-07 |  |  |  | 0
2020-06-03 | SPE20-1309 | 81 | Paint, Quik Dry, Enamel, Caramel Brown |  | 3 | gals | 2020-07-07 |  |  |  | 0
2020-06-03 | SPE20-1309 | 82 | Paint, Quik Dry, Enamel, Orange |  | 3 | gals | 2020-07-07 |  |  |  | 0
2020-06-03 | SPE20-1309 | 83 | Paint, Quik Dry, Enamel, Pink |  | 3 | gals | 2020-07-07 |  |  |  | 0
2020-06-03 | SPE20-1309 | 84 | Photoelectric Smoke Detector, 24V, Conventional |  | 8 | pcs | 2020-07-07 | PSPE20-1309-2317 | Pyromancer Fire Safety Products and Installation Services | 2020-12-23 | 9598.64 | COD
2020-06-03 | SPE20-1309 | 85 | Photoelectric Thermal (Heat) Detector, 24V, Conventional |  | 1 | pcs | 2020-07-07 | PSPE20-1309-2317 | Pyromancer Fire Safety Products and Installation Services | 2020-12-23 | 1199.83 | COD
2020-06-03 | SPE20-1309 | 86 | Pipe, PVC, 1/2" dia |  | 10 | lgths | 2020-06-23 | PSPE20-1309-1680 | Visayan Construction Supply | 2020-07-11 | 605 | Cash
2020-06-03 | SPE20-1309 | 87 | Pipe, PVC, 1/2" x 10' Color: Orange, Brand: Atlanta |  | 15 | lgths | 2020-07-07 | PSPE20-1309-2314 | Jas't Marketing Co. | 2020-12-23 | 937.5 | Cash
2020-06-03 | SPE20-1309 | 88 | Pipe, PVC, 2" dia |  | 11 | lgths | 2020-06-23 | PSPE20-1309-1680 | Visayan Construction Supply | 2020-07-11 | 2013 | Cash
2020-06-03 | SPE20-1309 | 89 | Pipe, PVC, 4" (Brand: Atlanta) |  | 16 | lgths | 2020-06-23 | PSPE20-1309-1680 | Visayan Construction Supply | 2020-07-11 | 7507.2 | Cash
2020-06-03 | SPE20-1309 | 90 | Plyboard, 3/4" x 4 ft x 8 ft |  | 17 | shts | 2020-06-30 | PSPE20-1309-1836PSPE20-1309-1848PSPE20-1309-2274PSPE20-1309-2276PSPE20-1309-2307 | Visayan Construction SupplyVisayan Construction SupplyVisayan Construction SupplyVCY Sales CorporationVisayan Construction Supply | 2020-08-192020-08-222020-12-162020-12-162020-12-23 | 9800.098 | COD
2020-06-03 | SPE20-1309 | 91 | Plywood, Ordinary, 1/4" x 4 ft x 8 ft |  | 29 | shts | 2020-06-30 | PSPE20-1309-1817PSPE20-1309-2289PSPE20-1309-2305 | SGS Hardware CorporationVisayan Construction SupplyVisayan Construction Supply | 2020-12-162020-12-182020-12-23 | 0.40501 | COD
2020-06-03 | SPE20-1309 | 92 | P-Trap, Lavatory, 1-1/2" dia. with Strainer |  | 1 | pc | 2020-07-07 | PSPE20-1309-2266 | SGS Hardware Corporation | 2020-12-16 | 300 | Cash
2020-06-03 | SPE20-1309 | 93 | P-Trap, PVC, 2" |  | 2 | pcs | 2020-06-30 | PSPE20-1309-1817 | SGS Hardware Corporation | 2020-12-16 | 170 | COD
2020-06-03 | SPE20-1309 | 94 | Purlins, C, 1.2 mm, 2" x 3" x 20 ft |  | 37 | lgths | 2020-06-23 | PSPE20-1309-1683PSPE20-1309-1849 | Bacolod Steel Center CorporationBacolod Steel Center Corporation | 2020-07-142020-08-22 | 6257.3553 | Cash
2020-06-03 | SPE20-1309 | 95 | Purlins, C, 1.2 mm, 2" x 4" x 20 ft |  | 40 | lgths | 2020-06-16 | PSPE20-1309-1683PSPE20-1309-1849 | Bacolod Steel Center CorporationBacolod Steel Center Corporation | 2020-07-142020-08-22 | 7276.8002 | Cash
2020-06-03 | SPE20-1309 | 96 | Purlins, C, 1.2 mm, 2" x 6" x 20 ft |  | 45 | lgths | 2020-06-16 | PSPE20-1309-1683PSPE20-1309-1849 | Bacolod Steel Center CorporationBacolod Steel Center Corporation | 2020-07-142020-08-22 | 11561.0403 | Cash
2020-06-03 | SPE20-1309 | 97 | Putty, Masonry |  | 1 | bag | 2020-06-30 | PSPE20-1309-1816 | Visayan Construction Supply | 2020-08-19 | 281 | COD
2020-06-03 | SPE20-1309 | 98 | Reducer, Tee, HDPE, 1" x 1/2" |  | 4 | pcs | 2020-06-30 | PSPE20-1309-1816 | Visayan Construction Supply | 2020-08-19 | 672 | COD
2020-06-03 | SPE20-1309 | 99 | Rivets, Long Blind, Aluminum, 1/8" x 3/4" |  | 1 | box | 2020-06-30 | PSPE20-1309-1938 | Bacolod Mindanao Lumber and Plywood | 2020-09-18 | 304 | Cash
2020-06-03 | SPE20-1309 | 100 | Rivets, Long, Blind, 1/8" x 3/4" |  | 3 | box | 2020-06-30 | PSPE20-1309-1816 | Visayan Construction Supply | 2020-08-19 | 570 | COD
2020-06-03 | SPE20-1309 | 101 | Roof Guard, Baguio Green (Brand: Boysen) |  | 7 | gals | 2020-06-30 | PSPE20-1309-1858 | Bacolod Paint Marketing | 2020-09-05 | 2950 | 15 days PDC
2020-06-03 | SPE20-1309 | 102 | Sand, Mixing |  | 13 | cu. mtrs | 2020-06-16 | PSPE20-1309-1826 | Javiero's Hollow Blocks Factory | 2020-08-18 | 11288 | COD
2020-06-03 | SPE20-1309 | 103 | Sandpaper, G100 |  | 15 | shts | 2020-06-30 | PSPE20-1309-1816 | Visayan Construction Supply | 2020-08-19 | 270 | COD
2020-06-03 | SPE20-1309 | 104 | Sandpaper, G80 |  | 70 | shts | 2020-06-30 | PSPE20-1309-1813 | Visayan Construction Supply | 2020-08-14 | 770
2020-06-03 | SPE20-1309 | 105 | Screen, Nylon, 1.2 meter wide (for window screen) |  | 10 | lnr. mtrs | 2020-07-07 | PSPE20-1309-2347 | A-one Industrial Sales | 2021-01-07 | 650
2020-06-03 | SPE20-1309 | 106 | Screw, Metal, 1/4" |  | 35 | pcs | 2020-07-07 | PSPE20-1309-2271 | SGS Hardware Corporation | 2020-12-16 | 52.5 | Cash
2020-06-03 | SPE20-1309 | 107 | Sealant, Roof, (Brand: Vulcaseal) |  | 1 | gal | 2020-06-30 | PSPE20-1309-1816 | Visayan Construction Supply | 2020-08-19 | 1672 | COD
2020-06-03 | SPE20-1309 | 108 | Sheet, GI, Corrugated, 8 ft x 80 cm x Gauge 0.4 |  | 31 | shts | 2020-06-23 | PSPE20-1309-1698PSPE20-1309-1828PSPE20-1309-1927PSPE20-1309-2193 | Bacolod Triumph Hardware (Main Branch)SGS Hardware CorporationVCY Sales CorporationVCY Sales Corporation | 2020-07-202020-08-272020-09-162020-12-09 | 0 | Cash
2020-06-03 | SPE20-1309 | 109 | Sheet, GI, Corrugated, 10 ft x 80 cm x Gauge 0.4 |  | 60 | shts | 2020-06-23 | PSPE20-1309-1698PSPE20-1309-1828PSPE20-1309-1927PSPE20-1309-2193 | Bacolod Triumph Hardware (Main Branch)SGS Hardware CorporationVCY Sales CorporationVCY Sales Corporation | 2020-07-202020-08-272020-09-162020-12-09 | 0 | Cash
2020-06-03 | SPE20-1309 | 110 | Sheet, GI, Corrugated, 12 ft x 80 cm x Gauge 0.4 |  | 31 | shts | 2020-06-23 | PSPE20-1309-1698PSPE20-1309-1828PSPE20-1309-1927PSPE20-1309-2193 | Bacolod Triumph Hardware (Main Branch)SGS Hardware CorporationVCY Sales CorporationVCY Sales Corporation | 2020-07-202020-08-272020-09-162020-12-09 | 0 | Cash
2020-06-03 | SPE20-1309 | 111 | Sheet, GI, Plain, 4 ft x 8 ft x Gauge 1.0 |  | 1 | sht | 2020-06-23 | PSPE20-1309-1698PSPE20-1309-1827PSPE20-1309-2351 | Bacolod Triumph Hardware (Main Branch)Visayan Construction SupplyBacolod Steel Center Corporation | 2020-07-202020-08-182021-01-07 | 0 | Cash
2020-06-03 | SPE20-1309 | 112 | Socket, Magnetic, 8mm |  | 2 | pcs | 2020-06-30 |  |  |  | 0 | COD
2020-06-03 | SPE20-1309 | 113 | Solvent, PVC, 100 ml |  | 4 | cans | 2020-06-23 | PSPE20-1309-2288 | Visayan Construction Supply | 2020-12-17 | 156
2020-06-03 | SPE20-1309 | 114 | Strainer, Floor Drain |  | 6 | pc | 2020-07-07 | PSPE20-1309-2271 | SGS Hardware Corporation | 2020-12-16 | 540 | Cash
2020-06-03 | SPE20-1309 | 115 | Tee, Reducer, PVC, 4" x 2" dia. |  | 5 | pcs | 2020-06-23 | PSPE20-1309-1680 | Visayan Construction Supply | 2020-07-11 | 524.5 | Cash
2020-06-03 | SPE20-1309 | 116 | Tee, Threaded, PVC, 1/2" |  | 2 | pcs | 2020-06-23 | PSPE20-1309-1680 | Visayan Construction Supply | 2020-07-11 | 21.6 | Cash
2020-06-03 | SPE20-1309 | 117 | Thinner, Paint |  | 9 | gals | 2020-06-23 | PSPE20-1309-1668 | Greenlane Hardware and Construction Supply Inc | 2020-07-10 | 2160
2020-06-03 | SPE20-1309 | 118 | Tie Wire, #16 |  | 24 | kgs | 2020-06-16 | PSPE20-1309-1678PSPE20-1309-1693 | Bacolod Triumph Hardware (Main Branch)Bacolod Triumph Hardware (Main Branch) | 2020-07-112020-07-20 | 1200.12 | Cash
2020-06-03 | SPE20-1309 | 119 | Tile Trim, Blue |  | 5 | lgths | 2020-06-30 | PSPE20-1309-1816 | Visayan Construction Supply | 2020-08-19 | 475 | COD
2020-06-03 | SPE20-1309 | 120 | Tile Trim, White |  | 10 | lgths | 2020-06-30 | PSPE20-1309-1816 | Visayan Construction Supply | 2020-08-19 | 950 | COD
2020-06-03 | SPE20-1309 | 121 | Tile, Floor, 8" x 8", Sky Blue |  | 130 | pcs | 2020-06-30 | PSPE20-1309-2285 | Citi Hardware - Mandalagan | 2020-12-17 | 1820 | COD
2020-06-03 | SPE20-1309 | 122 | Tiles, Floor, 12" x 12", Tulle White |  | 200 | pcs | 2020-06-30 | PSPE20-1309-2286 | Houston Home Depot | 2020-12-17 | 6150 | COD
2020-06-03 | SPE20-1309 | 123 | Tiles, Wall, 12" x 12", Tulle White |  | 60 | pcs | 2020-06-30 | PSPE20-1309-2285 | Citi Hardware - Mandalagan | 2020-12-17 | 1740 | COD
2020-06-03 | SPE20-1309 | 124 | Tox w/ Screw, 1" long x 1/4" dia. |  | 50 | pcs | 2020-06-30 | PSPE20-1309-1817 | SGS Hardware Corporation | 2020-12-16 | 62.5 | COD
2020-06-03 | SPE20-1309 | 125 | Tube, Square, 2" x 2" x 20 ft, Guage 1.0 |  | 10 | lgths | 2020-06-30 | PSPE20-1309-1833 | SGS Hardware Corporation | 2020-09-18 | 5080 | Cash
2020-06-03 | SPE20-1309 | 126 | Valve, Angle, 1/2" x 1/2" |  | 3 | pcs | 2020-07-07 | PSPE20-1309-2275 | Visayan Construction Supply | 2020-12-16 | 375 | Cash
2020-06-03 | SPE20-1309 | 127 | Valve, Ball, PVC Type, 1/2" |  | 4 | pcs | 2020-06-23 | PSPE20-1309-1680 | Visayan Construction Supply | 2020-07-11 | 193.8 | Cash
2020-06-03 | SPE20-1309 | 128 | Valve, Ball, Threaded, PVC, 1" dia |  | 1 | pc | 2020-06-23 | PSPE20-1309-1680 | Visayan Construction Supply | 2020-07-11 | 106.25 | Cash
2020-06-03 | SPE20-1309 | 129 | Valve, Shower, with Shower Head |  | 1 | pc | 2020-07-07 | PSPE20-1309-2271 | SGS Hardware Corporation | 2020-12-16 | 840 | Cash
2020-06-03 | SPE20-1309 | 130 | Tape, Vinyl, Electrical, Big |  | 3 | pcs | 2020-07-07 | PSPE20-1309-2314 | Jas't Marketing Co. | 2020-12-23 | 132.75 | COD
2020-06-03 | SPE20-1309 | 131 | Wood Moulding, Quarter Round, 1/2" x 1/2" |  | 20 | lgths | 2020-06-30 | PSPE20-1309-1816PSPE20-1309-2232 | Visayan Construction SupplyVisayan Construction Supply | 2020-08-192020-12-15 | 1440.2952 | COD
Replacement of Gutter at Auxiliary Area
2020-06-25 | SPE20-1319 | 1 | Panel, Roof, Rib Deck, 1.2m x 1.5m x 0.6mm |  | 72 | lnr. mtrs | 2020-07-13 |  |  |  | 0
2020-06-25 | SPE20-1319 | 2 | Sheet, Stainless Steel, Plain, 4 ft x 8 ft x 0.5mm (For Bending) |  | 22 | shts | 2020-07-13 |  |  |  | 0
2020-06-25 | SPE20-1319 | 3 | Screw, Self Drilling, 8mm x 2" (Tek Screw) |  | 650 | pcs | 2020-07-13 |  |  |  | 0
2020-06-25 | SPE20-1319 | 4 | Rivets, Long, Blind, 1/8" x 1/2" |  | 2 | bxs | 2020-07-13 |  |  |  | 0
2020-06-25 | SPE20-1319 | 5 | Drill Bit, Metal, 1/8" |  | 20 | pcs | 2020-07-13 |  |  |  | 0
2020-06-25 | SPE20-1319 | 6 | Sealant, Silicon, Stainless Steel, Flex 310m |  | 8 | tubes | 2020-07-13 |  |  |  | 0
2020-06-25 | SPE20-1319 | 7 | Sealant, Roof, 75ml (Brand: Vulcaseal) |  | 6 | pchs | 2020-07-13 |  |  |  | 0
2020-06-25 | SPE20-1319 | 8 | Disc, Cutting, Super Thin, 4" x 0.040" x 5/8" |  | 2 | bxs | 2020-07-13 |  |  |  | 0
2020-06-25 | SPE20-1319 | 9 | Electrode, Welding, 1/8" x E6011 |  | 2 | kgs | 2020-07-13 |  |  |  | 0
2020-06-25 | SPE20-1319 | 10 | Thinner, Paint |  | 1 | gal | 2020-07-13 |  |  |  | 0
2020-06-25 | SPE20-1319 | 11 | Paint, Primer, Metal, Red Oxide, 4L/gal |  | 2 | gals | 2020-07-13 |  |  |  | 0
2020-06-25 | SPE20-1319 | 12 | Brush, Paint, 2" |  | 1 | pcs | 2020-07-13 |  |  |  | 0
2020-06-25 | SPE20-1319 | 13 | Brush, Roller, Refill, 4" |  | 2 | pcs | 2020-07-13 |  |  |  | 0
2020-06-25 | SPE20-1319 | 14 | Sandpaper, G100 |  | 6 | shts | 2020-07-13 |  |  |  | 0
Admin Office and SCADA Room Sound Barrier - Side Wall Extension
2020-06-25 | SPE20-1320 | 1 | Block, Hallow, Concrete, 6" x 8" x 16" |  | 283 | pcs | 2020-07-13 |  |  |  | 0
2020-06-25 | SPE20-1320 | 2 | Cement, Portland |  | 25 | bags | 2020-07-13 |  |  |  | 0
2020-06-25 | SPE20-1320 | 3 | Sand, Mixing |  | 6 | cu. mtrs | 2020-07-13 |  |  |  | 0
2020-06-25 | SPE20-1320 | 4 | Bar, Steel, Deformed/Corrugated, 10mm |  | 20 | lgths | 2020-07-13 |  |  |  | 0
2020-06-25 | SPE20-1320 | 5 | Tie Wire # 16 |  | 4 | kgs | 2020-07-13 |  |  |  | 0
2020-06-25 | SPE20-1320 | 6 | Nylone screen (fine for sand straining) |  | 2 | mtrs | 2020-07-13 |  |  |  | 0
2020-06-25 | SPE20-1320 | 7 | Nail, Common, 4" |  | 4 | kgs | 2020-07-13 |  |  |  | 0
2020-06-25 | SPE20-1320 | 8 | Nail, Common, 2-1/2" |  | 1 | kgs | 2020-07-13 |  |  |  | 0
2020-06-25 | SPE20-1320 | 9 | Nail, Common, 1-1/2" |  | 2 | kgs | 2020-07-13 |  |  |  | 0
2020-06-25 | SPE20-1320 | 10 | Nail, Concrete, 3" |  | 1 | kgs | 2020-07-13 |  |  |  | 0
2020-06-25 | SPE20-1320 | 11 | Sandpaper, G80 |  | 10 | shts | 2020-07-13 |  |  |  | 0
2020-06-25 | SPE20-1320 | 12 | Putty Blade |  | 3 | sets | 2020-07-13 |  |  |  | 0
2020-06-25 | SPE20-1320 | 13 | Paint, Skim Coat, 20 kgs, Brand: Davies |  | 2 | bags | 2020-07-13 |  |  |  | 0
2020-06-25 | SPE20-1320 | 14 | Flat latex white |  | 1 | gals | 2020-07-13 |  |  |  | 0
2020-06-25 | SPE20-1320 | 15 | Paint, Latex, Semi-Gloss, Tulle White |  | 2 | gals | 2020-07-13 |  |  |  | 0
2020-06-25 | SPE20-1320 | 16 | Brush, Paint, 2" |  | 2 | pcs | 2020-07-13 |  |  |  | 0
2020-06-25 | SPE20-1320 | 17 | Brush, Roller, Refill, 4" |  | 4 | pcs | 2020-07-13 |  |  |  | 0
Additional Materials for ECMG Office Renovation
2020-06-29 | SPE20-1322 | 1 | Furring, Metal, 1" x 2" x 5m |  | 25 | length | 2020-07-06 | PSPE20-1322-1626 | SGS Hardware Corporation | 2020-07-03 | 0 | COD
Renovation of ECMG Office
2020-07-10 | SPE20-1333 | 1 | Paint, Latex, Semi-Gloss, Tulle White |  | 8 | gals | 2020-07-15 | PSPE20-1333-1687 | Sugarland Hardware Corp. | 2020-07-20 | 4520 | 15 days PDC
Installation of Tiles at ECMG Office
2020-07-21 | SPE20-1347 | 1 | Tiles, Granite, 60cm x 60cm, Beige |  | 270 | pcs | 2020-08-04 | PSPE20-1347-1852 | Ava Construction Supply | 2020-08-26 | 0 | COD
2020-07-21 | SPE20-1347 | 2 | Sand, Mixing |  | 4 | cu. mtrs | 2020-08-04 | PSPE20-1347-1886 | Javiero's Hollow Blocks Factory | 2020-09-05 | 0
2020-07-21 | SPE20-1347 | 3 | Cement, Portland |  | 21 | bags | 2020-08-04 | PSPE20-1347-1863 | SGS Hardware Corporation | 2020-08-26 | 0 | COD
2020-07-21 | SPE20-1347 | 4 | Adhesive, Tiles, 25kg/bag |  | 10 | bags | 2020-08-04 | PSPE20-1347-1853 | Houston Home Depot | 2020-08-26 | 2200 | COD
2020-07-21 | SPE20-1347 | 5 | Grout, Tile, 2kgs/bag |  | 2 | packs | 2020-08-04 | PSPE20-1347-1854 | Bacolod Mindanao Lumber and Plywood | 2020-08-26 | 124 | COD
Painting of Powerhouse Steel Flooring Platform.
2018-10-07 | SPE20-1353 | 1 | Paint, Primer, Epoxy, Gray |  | 35 | gallons | 2020-07-27 | PSPE20-1353-1719PSPE20-1353-1730PSPE20-1353-2015 | Bacolod Paint MarketingBacolod Paint MarketingBacolod Paint Marketing | 2020-07-242020-07-302020-10-15 | 1.14 | 30 days PDC
2018-10-07 | SPE20-1353 | 2 | Converter, Rust, Brand: Turco |  | 35 | gallons | 2020-07-27 | PSPE20-1353-1720PSPE20-1353-2001 | Sugarland Hardware Corp.Bacolod Luis Paint Center | 2020-07-242020-10-12 | 5800.511 | 30 days PDC
2018-10-07 | SPE20-1353 | 3 | Paint, Enamel, Epoxy, Dark Green B2151, Brand: Boysen |  | 35 | gallons | 2020-07-27 | PSPE20-1353-1720PSPE20-1353-1991 | Sugarland Hardware Corp.Sugarland Hardware Corp. | 2020-07-242020-10-12 | 19000.19 | 30 days PDC
2018-10-07 | SPE20-1353 | 4 | Paint, Enamel, Epoxy, Caterpillar Yellow, Brand: Boysen |  | 3 | gallons | 2020-07-27 | PSPE20-1353-1719PSPE20-1353-1729 | Bacolod Paint MarketingSugarland Hardware Corp. | 2020-07-242020-07-30 | 1.47 | 30 days PDC
2018-10-07 | SPE20-1353 | 5 | Thinner, Acrylic |  | 20 | gallons | 2020-07-27 | PSPE20-1353-1718PSPE20-1353-1994 | Bacolod Luis Paint CenterBacolod Luis Paint Center | 2020-07-242020-10-07 | 4000.44 | 30 days PDC
2018-10-07 | SPE20-1353 | 6 | Brush, Cup, Twisted, M10 x 1.25mm, 3" |  | 4 | pieces | 2020-07-27 | PSPE20-1353-1718 | Bacolod Luis Paint Center | 2020-07-24 | 560 | 30 days PDC
2018-10-07 | SPE20-1353 | 7 | Brush, Steel |  | 10 | pieces | 2020-07-27 | PSPE20-1353-1721 | Sugarland Hardware Corp. | 2020-07-24 | 180
2018-10-07 | SPE20-1353 | 8 | Brush, Roller, 4", with Handle and Tray |  | 4 | pieces | 2020-07-27 | PSPE20-1353-1720 | Sugarland Hardware Corp. | 2020-07-24 | 320 | 30 days PDC
2018-10-07 | SPE20-1353 | 9 | Brush, Roller, 4", Refill |  | 10 | pieces | 2020-07-27 | PSPE20-1353-1722 | Greenlane Hardware and Construction Supply Inc | 2020-07-24 | 220
2018-10-07 | SPE20-1353 | 10 | Brush, Paint, 2" |  | 4 | pieces | 2020-07-27 | PSPE20-1353-1722 | Greenlane Hardware and Construction Supply Inc | 2020-07-24 | 50
2018-10-07 | SPE20-1353 | 11 | Broom stick |  | 1 | piece | 2020-07-27 | PSPE20-1353-1766 | Native Store | 2020-08-06 | 35
2018-10-07 | SPE20-1353 | 12 | Broom (Pay-pay) |  | 1 | piece | 2020-07-27 | PSPE20-1353-1766 | Native Store | 2020-08-06 | 60
2018-10-07 | SPE20-1353 | 13 | Dust Pan |  | 1 | piece | 2020-07-27 | PSPE20-1353-1766 | Native Store | 2020-08-06 | 100
2018-10-07 | SPE20-1353 | 14 | Cotton, Rags |  | 10 | kilograms | 2020-07-27 | PSPE20-1353-2051 | Procolors T-Shirts Printing | 2020-10-27 | 500
2018-10-07 | SPE20-1353 | 15 | Gloves, Cotton |  | 16 | pieces | 2020-07-27 | PSPE20-1353-1722 | Greenlane Hardware and Construction Supply Inc | 2020-07-24 | 183.2
Removal of Temporary Generator Shed at Powerhouse (DG1, DG2, DG4 and DG5)
2020-07-27 | SPE20-1358 | 1 | Oxygen |  | 2 | cyl/s | 2020-08-22 | PSPE20-1358-2043 | Central Gas Corporation (CEGASCO) | 2020-10-27 | 800
2020-07-27 | SPE20-1358 | 2 | Acetylene |  | 1 | cyl/s | 2020-08-22 | PSPE20-1358-2044 | Bacolod Oxygen Acetylene Gas Corp. | 2020-10-27 | 1100
Warehouse Office Renovation (Electrical)
2020-07-22 | SPE20-1360 | 1 | Breaker, Circuit, Bolt-on type, 75A, 2P, 220-240V |  | 1 | piece | 2020-08-05 |  |  |  | 0
2020-07-22 | SPE20-1360 | 2 | Breaker, Circuit, Bolt-on type, 30A, 2P, 220-240V |  | 2 | pieces | 2020-08-05 |  |  |  | 0
2020-07-22 | SPE20-1360 | 3 | Breaker, Circuit, Bolt-on type, 20A, 2P, 220-240V |  | 1 | piece | 2020-08-05 |  |  |  | 0
2020-07-22 | SPE20-1360 | 4 | Breaker, Circuit, Bolt-on type, 15A, 2P, 220-240V |  | 1 | piece | 2020-08-05 |  |  |  | 0
2020-07-22 | SPE20-1360 | 5 | Panel/Board, Distribution, 6 branches, single phase |  | 1 | box | 2020-08-05 |  |  |  | 0
2020-07-22 | SPE20-1360 | 6 | Wire, Copper, 3.5mm? THW/TW, color: black |  | 1 | box | 2020-08-05 |  |  |  | 0
2020-07-22 | SPE20-1360 | 7 | Wire, Copper, 22mm? THW/TW, color: black |  | 1 | box | 2020-08-05 |  |  |  | 0
2020-07-22 | SPE20-1360 | 8 | Outlet, single LAN ethernet with plate and case |  | 1 | set | 2020-08-05 |  |  |  | 0
2020-07-22 | SPE20-1360 | 9 | Outlet, 1 gang, universal with plate and case |  | 1 | set | 2020-08-05 |  |  |  | 0
2020-07-22 | SPE20-1360 | 10 | Outlet, 2 gang, universal with plate and case |  | 13 | sets | 2020-08-05 |  |  |  | 0
2020-07-22 | SPE20-1360 | 11 | Moulding, Electrical PVC, 1" |  | 20 | length | 2020-08-05 |  |  |  | 0
2020-07-22 | SPE20-1360 | 12 | Moulding, Soft wiring duct rubber floor, 1 1/2" |  | 10 | meters | 2020-08-05 |  |  |  | 0
2020-07-22 | SPE20-1360 | 13 | Stikwel, 250 grams |  | 3 | pieces | 2020-08-05 |  |  |  | 0
2020-07-22 | SPE20-1360 | 14 | Screw, 3/16" x 3/4" |  | 25 | pieces | 2020-08-05 |  |  |  | 0
2020-07-22 | SPE20-1360 | 15 | Screw, Tox Concrete, 3/16" x 2" |  | 36 | pieces | 2020-08-05 |  |  |  | 0
2020-07-22 | SPE20-1360 | 16 | Tape, Vinyl, Electrical, Big; Brand: Armak |  | 3 | rolls | 2020-08-05 |  |  |  | 0
2020-07-22 | SPE20-1360 | 17 | Wire, Tie, #16 |  | 5 | kgs. | 2020-08-05 |  |  |  | 0
Ladies Dormitory (Electrical)
2020-07-22 | SPE20-1361 | 1 | Breaker, Circuit, Bolt-on type, 75 Amps,2 pole, 220 Volts |  | 1 | piece | 2020-08-05 | PSPE20-1361-2201 | Jas't Marketing Co. | 2020-12-11 | 800 | COD
2020-07-22 | SPE20-1361 | 2 | Breaker, Circuit, Bolt-on type, 15 Amps,2 pole, 220 Volts |  | 2 | pieces | 2020-08-05 | PSPE20-1361-2201 | Jas't Marketing Co. | 2020-12-11 | 533 | COD
2020-07-22 | SPE20-1361 | 3 | Breaker, Circuit, Bolt-on type, 20 Amps,2 pole, 220 Volts |  | 3 | pieces | 2020-08-05 | PSPE20-1361-2201 | Jas't Marketing Co. | 2020-12-11 | 799.5 | COD
2020-07-22 | SPE20-1361 | 4 | Panel/Board, Distribution, 6 Branches, Bolt-on type |  | 1 | piece | 2020-08-05 | PSPE20-1361-2201 | Jas't Marketing Co. | 2020-12-11 | 2675 | COD
2020-07-22 | SPE20-1361 | 5 | Wire, Copper, 2.0mm? THW/TW, color: black |  | 2 | boxes | 2020-08-05 | PSPE20-1361-2219 | HKL Enterprises Incorporated | 2020-12-14 | 4320 | COD
2020-07-22 | SPE20-1361 | 6 | Wire, Copper, 3.5mm? THW/TW, color: black |  | 3 | boxes | 2020-08-05 | PSPE20-1361-2201 | Jas't Marketing Co. | 2020-12-11 | 8302.5 | COD
2020-07-22 | SPE20-1361 | 7 | Wire, Copper, 5.5mm? THW/TW, color: black |  | 2 | boxes | 2020-08-05 | PSPE20-1361-2201 | Jas't Marketing Co. | 2020-12-11 | 8505 | COD
2020-07-22 | SPE20-1361 | 8 | Outlet, 1 Gang, Universal with plate and case |  | 4 | sets | 2020-08-05 | PSPE20-1361-2202 | AA Electrical Supply | 2020-12-11 | 340 | COD
2020-07-22 | SPE20-1361 | 9 | Outlet, 2 Gang, Universal with plate and case |  | 10 | sets | 2020-08-05 | PSPE20-1361-2202 | AA Electrical Supply | 2020-12-11 | 950 | COD
2020-07-22 | SPE20-1361 | 10 | Outlet with ground, 1 Gang, Universal with plate and case |  | 1 | set | 2020-08-05 | PSPE20-1361-2203 | HKL Enterprises Incorporated | 2020-12-11 | 177.6 | COD
2020-07-22 | SPE20-1361 | 11 | Outlet, Weather proof Outdoor, 2 Gang, Universal with plate and case |  | 1 | set | 2020-08-05 | PSPE20-1361-2203 | HKL Enterprises Incorporated | 2020-12-11 | 642.4 | COD
2020-07-22 | SPE20-1361 | 12 | Switch, Surface mount with plate/case, 1 Gang |  | 8 | sets | 2020-08-05 | PSPE20-1361-2203 | HKL Enterprises Incorporated | 2020-12-11 | 894.4 | COD
2020-07-22 | SPE20-1361 | 13 | Switch, Surface mount with plate/case, 3 Gang |  | 4 | sets | 2020-08-05 | PSPE20-1361-2203 | HKL Enterprises Incorporated | 2020-12-11 | 838.8 | COD
2020-07-22 | SPE20-1361 | 14 | Receptacle, Ceiling, Firefly, E27, 4" |  | 19 | pieces | 2020-08-05 | PSPE20-1361-2203 | HKL Enterprises Incorporated | 2020-12-11 | 494 | COD
2020-07-22 | SPE20-1361 | 15 | Bulb, LED, 14W, Color: Cool white |  | 19 | pieces | 2020-08-05 | PSPE20-1361-2201 | Jas't Marketing Co. | 2020-12-11 | 3933 | COD
2020-07-22 | SPE20-1361 | 16 | LED Rechargeable emergency, 220VAC Light, AEI-390 |  | 4 | units | 2020-08-05 | PSPE20-1361-2203 | HKL Enterprises Incorporated | 2020-12-11 | 4600 | COD
2020-07-22 | SPE20-1361 | 17 | Fan, Exhaust, Wall Mounted, 10" x 10" diameter |  | 2 | units | 2020-08-05 | PSPE20-1361-2203 | HKL Enterprises Incorporated | 2020-12-11 | 1600 | COD
2020-07-22 | SPE20-1361 | 18 | Pipe, UPVC, 3/4", Color: orange |  | 45 | lengths | 2020-08-05 | PSPE20-1361-2201 | Jas't Marketing Co. | 2020-12-11 | 3285 | COD
2020-07-22 | SPE20-1361 | 19 | Pipe, UPVC, 1/2", Color: orange |  | 20 | lengths | 2020-08-05 | PSPE20-1361-2201 | Jas't Marketing Co. | 2020-12-11 | 1180 | COD
2020-07-22 | SPE20-1361 | 20 | Box, Utility, Flush Type, PVC, Standard Size |  | 13 | pieces | 2020-08-05 | PSPE20-1361-2201 | Jas't Marketing Co. | 2020-12-11 | 318.5 | COD
2020-07-22 | SPE20-1361 | 21 | Box, Junction with cover, EMT, 4", Octagon |  | 19 | sets | 2020-08-05 | PSPE20-1361-2201 | Jas't Marketing Co. | 2020-12-11 | 650.75 | COD
2020-07-22 | SPE20-1361 | 22 | Clamp, Conduit, EMT, 3/4", 2 holes |  | 135 | pieces | 2020-08-05 | PSPE20-1361-2201 | Jas't Marketing Co. | 2020-12-11 | 1080 | COD
2020-07-22 | SPE20-1361 | 23 | Clamp, Conduit, EMT, 1/2", 2 holes |  | 40 | pieces | 2020-08-05 | PSPE20-1361-2201 | Jas't Marketing Co. | 2020-12-11 | 270 | COD
2020-07-22 | SPE20-1361 | 24 | Blind Rivets, 3/4" x 18" diameter |  | 1 | box | 2020-08-05 | PSPE20-1361-2223 | Bacolod Mindanao Lumber and Plywood | 2020-12-14 | 304 | COD
2020-07-22 | SPE20-1361 | 25 | Drill Bit, 3/4" diameter Dormer |  | 2 | pieces | 2020-08-05 | PSPE20-1361-2243PSPE20-1361-2259 | Visayan Construction SupplyVisayan Construction Supply | 2020-12-152020-12-16 | 0.92201 | COD
2020-07-22 | SPE20-1361 | 26 | PVC Electrical solvent cement, 237ml |  | 1 | can | 2020-08-05 | PSPE20-1361-2242 | Jas't Marketing Co. | 2020-12-15 | 75 | COD
2020-07-22 | SPE20-1361 | 27 | Tape, Vinyl, Electrical, Big |  | 10 | rolls | 2020-08-05 | PSPE20-1361-2202 | AA Electrical Supply | 2020-12-11 | 400 | COD
2020-07-22 | SPE20-1361 | 28 | Sealant, Vulcaseal,75ml |  | 5 | sachets | 2020-08-05 | PSPE20-1361-2221PSPE20-1361-2241 | Jas't Marketing Co.Jas't Marketing Co. | 2020-12-142020-12-15 | 325.0325 | COD
2020-07-22 | SPE20-1361 | 29 | Tie, Cable, 4 mm x 400 mm |  | 50 | pieces | 2020-08-05 | PSPE20-1361-2203 | HKL Enterprises Incorporated | 2020-12-11 | 125 | COD
Tool Storage Room (Electrical)
2020-07-22 | SPE20-1362 | 1 | Breaker, Circuit, Bolt-on type, 15A, 2P, 220-240V |  | 1 | piece | 2020-08-05 |  |  |  | 0
2020-07-22 | SPE20-1362 | 2 | Breaker, Circuit, Bolt-on type, 20A, 2P, 220-240V |  | 1 | piece | 2020-08-05 |  |  |  | 0
2020-07-22 | SPE20-1362 | 3 | Wire, Copper, 3.5mm? THW/TW, color: black |  | 1 | box | 2020-08-05 |  |  |  | 0
2020-07-22 | SPE20-1362 | 4 | Wire, Copper, 2.0mm? THW/TW, color: black |  | 1 | box | 2020-08-05 |  |  |  | 0
2020-07-22 | SPE20-1362 | 5 | Outlet, 2 gang, universal with plate |  | 2 | set | 2020-08-05 |  |  |  | 0
2020-07-22 | SPE20-1362 | 6 | Switch, Surface mount with plate/case, 2 Gang |  | 1 | sets | 2020-08-05 |  |  |  | 0
2020-07-22 | SPE20-1362 | 7 | Pipe, RSC conduit, 1/2" |  | 7 | length | 2020-08-05 |  |  |  | 0
2020-07-22 | SPE20-1362 | 8 | Coupling, RSC 1/2" |  | 12 | pieces | 2020-08-05 |  |  |  | 0
2020-07-22 | SPE20-1362 | 9 | Bushing and Locknut (12.7mm) |  | 8 | pieces | 2020-08-05 |  |  |  | 0
2020-07-22 | SPE20-1362 | 10 | LB condulet, RSC with cover, 1/2" |  | 6 | pieces | 2020-08-05 |  |  |  | 0
2020-07-22 | SPE20-1362 | 11 | Screw, 3/16" x 3/4" |  | 30 | pieces | 2020-08-05 |  |  |  | 0
2020-07-22 | SPE20-1362 | 12 | Screw, Tox Concrete, 3/16" x 2" |  | 20 | pieces | 2020-08-05 |  |  |  | 0
2020-07-22 | SPE20-1362 | 13 | Tape, PTFE, Industrial, 3/4", (Teflon) |  | 1 | rolls | 2020-08-05 |  |  |  | 0
2020-07-22 | SPE20-1362 | 14 | Box, Surface mounted utility metal |  | 3 | pieces | 2020-08-05 |  |  |  | 0
2020-07-22 | SPE20-1362 | 15 | Stikwel, 250 grams |  | 2 | pieces | 2020-08-05 |  |  |  | 0
2020-07-22 | SPE20-1362 | 16 | Fluorescent Tube T8, 40 watts with single batten fluorescent ceiling fittings |  | 2 | sets | 2020-08-05 |  |  |  | 0
2020-07-22 | SPE20-1362 | 17 | Starter Switch, 220-240V, 4-40W |  | 2 | pieces | 2020-08-05 |  |  |  | 0
2020-07-22 | SPE20-1362 | 18 | Tape, Vinyl, Electrical, Big; Brand: Armak |  | 2 | rolls | 2020-08-05 |  |  |  | 0
2020-07-22 | SPE20-1362 | 19 | Tie, Cable, 4 mm x 400 mm |  | 50 | pieces | 2020-08-05 |  |  |  | 0
Ladies Dormitory
2020-06-03 | SPE20-1371 | 1 | Drill Bit, Metal, 1/8" |  | 30 | pcs | 2020-08-08 | PSPE20-1371-1780 | A-one Industrial Sales | 2020-08-08 | 697
Installation of Plastic Barriers
2020-08-07 | SPE20-1376 | 1 | Plastic, Cover, Clear, Gauge, 20 x 48" x 50 m |  | 2 | rolls | 2020-08-10 |  |  |  | 0
2020-08-07 | SPE20-1376 | 2 | Tie, Nylon, 250 pounds x 100 m long |  | 2 | rolls | 2020-08-10 |  |  |  | 0
2020-08-07 | SPE20-1376 | 3 | Hook, Screw, Steel, 2", w/ tox |  | 75 | pcs | 2020-08-10 |  |  |  | 0
2020-08-07 | SPE20-1376 | 4 | Bit, Drill, Metal, 1/8" |  | 2 | pcs | 2020-08-10 |  |  |  | 0
2020-08-07 | SPE20-1376 | 5 | Wire, Staple, 35-5M |  | 1 | box | 2020-08-10 |  |  |  | 0
2020-08-07 | SPE20-1376 | 6 | Stapler, HD, 50-5M |  | 2 | pc | 2020-08-10 |  |  |  | 0
2020-08-07 | SPE20-1376 | 7 | Tape,Cellophane 2" |  | 3 | rolls | 2020-08-10 |  |  |  | 0
Powerhouse Building Structure Completion
2020-09-03 | SPE20-1399 | 1 | Cement, Portland |  | 15 | bags | 2020-09-03 | Cancelled |  |  | 0
2020-09-03 | SPE20-1399 | 2 | Sand, Mixing |  | 3 | cu. meters | 2020-09-03 | Cancelled |  |  | 0
2020-09-03 | SPE20-1399 | 3 | Bar, Angle, 1/4" x 1-1/2" x 1-1/2" x 6m |  | 15 | lengths | 2020-09-03 | Cancelled |  |  | 0
2020-09-03 | SPE20-1399 | 4 | Bar, Flat, 1" x 1/4 x 6 meter |  | 25 | lengths | 2020-09-03 | Cancelled |  |  | 0
2020-09-03 | SPE20-1399 | 5 | Wire, Mesh, 4cm x 4' x 8' |  | 13 | sheets | 2020-09-03 | Cancelled |  |  | 0
2020-09-03 | SPE20-1399 | 6 | Nylone screen (fine for sand straining) |  | 2 | meters | 2020-09-03 | Cancelled |  |  | 0
2020-09-03 | SPE20-1399 | 7 | Disc, Cutting, 14" |  | 4 | pieces | 2020-09-03 | Cancelled |  |  | 0
2020-09-03 | SPE20-1399 | 8 | Disc, Cutting, 4" |  | 5 | pieces | 2020-09-03 | Cancelled |  |  | 0
2020-09-03 | SPE20-1399 | 9 | Disc, Grinding, 4" x 1/4" x 5/8" |  | 4 | pieces | 2020-09-03 | Cancelled |  |  | 0
2020-09-03 | SPE20-1399 | 10 | Electrode, Welding, 1/8" x E6011 |  | 5 | kilograms | 2020-09-03 | Cancelled |  |  | 0
2020-09-03 | SPE20-1399 | 11 | Electrode, Welding, 1/8" x E6013 |  | 5 | kilograms | 2020-09-03 | Cancelled |  |  | 0
2020-09-03 | SPE20-1399 | 12 | Gloves, Working, Ma-ong |  | 10 | sets | 2020-09-03 | Cancelled |  |  | 0
2020-09-03 | SPE20-1399 | 13 | Paint, Primer, Epoxy, Gray, 4L/gal |  | 2 | gallons | 2020-09-03 | Cancelled |  |  | 0
2020-09-03 | SPE20-1399 | 14 | Brush, Paint, 2" |  | 2 | pieces | 2020-09-03 | Cancelled |  |  | 0
2020-09-03 | SPE20-1399 | 15 | Brush, Roller, Refill, 4" |  | 6 | pieces | 2020-09-03 | Cancelled |  |  | 0
2020-09-03 | SPE20-1399 | 16 | Sandpaper, G80 |  | 10 | sheets | 2020-09-03 | Cancelled |  |  | 0
2020-09-03 | SPE20-1399 | 17 | Brush, Steel |  | 5 | pieces | 2020-09-03 | Cancelled |  |  | 0
2020-09-03 | SPE20-1399 | 18 | Paint, Enamel, Aluminum |  | 1 | gallon | 2020-09-03 | Cancelled |  |  | 0
2020-09-03 | SPE20-1399 | 19 | Thinner, Acrylic, 4L/Gal |  | 2 | gallons | 2020-09-03 | Cancelled |  |  | 0
2020-09-03 | SPE20-1399 | 20 | Drill Bit, Masonry, 3/8" dia. |  | 1 | piece | 2020-09-03 | Cancelled |  |  | 0
2020-09-03 | SPE20-1399 | 21 | Glass, Lens, Dark, #10 |  | 4 | pieces | 2020-09-03 | Cancelled |  |  | 0
2020-09-03 | SPE20-1399 | 22 | Glass, Clear |  | 4 | pieces | 2020-09-03 | Cancelled |  |  | 0
Powerhouse Building Structure Completion
2019-04-01 | SPE20-1400 | 1 | Cement, Portland |  | 15 | bags | 2020-09-03 | PSPE20-1400-1883PSPE20-1400-2222 | VCY SALES CORPORATIONVCY Sales Corporation | 2020-09-052021-01-06 | 0 | COD
2019-04-01 | SPE20-1400 | 2 | Sand, Mixing |  | 3 | cu. meters | 2020-09-03 | PSPE20-1400-1884PSPE20-1400-2205PSPE20-1400-2346 | Javiero's Hollow Blocks FactoryJaviero's Hollow Blocks FactoryB-Seg Sand And Gravel | 2020-09-052020-12-112021-01-06 | 0
2019-04-01 | SPE20-1400 | 3 | Bar, Angle, 1/4" x 1-1/2" x 1-1/2" x 6m |  | 15 | lengths | 2020-09-03 | PSPE20-1400-2264 | VCY Sales Corporation | 2021-01-07 | 0 | COD
2019-04-01 | SPE20-1400 | 4 | Bar, Flat, 1" x 1/4 x 6 meter |  | 25 | lengths | 2020-09-03 | PSPE20-1400-2344 | Bacolod Steel Center Corporation | 2021-01-06 | 7482.5 | COD
2019-04-01 | SPE20-1400 | 5 | Wire, Mesh, 4cm x 4' x 8' |  | 13 | sheets | 2020-09-03 | PSPE20-1400-2264 | VCY Sales Corporation | 2021-01-07 | 0 | COD
2019-04-01 | SPE20-1400 | 6 | Nylone screen (fine for sand straining) |  | 2 | meters | 2020-09-03 | PSPE20-1400-2204 | A-one Industrial Sales | 2020-12-11 | 130
2019-04-01 | SPE20-1400 | 7 | Disc, Cutting, 14" |  | 4 | pieces | 2020-09-03 | PSPE20-1400-1879 | Visayan Construction Supply | 2020-09-03 | 960
2019-04-01 | SPE20-1400 | 8 | Disc, Cutting, 4" |  | 5 | pieces | 2020-09-03 | PSPE20-1400-1882 | Visayan Construction Supply | 2020-09-03 | 482.5
2019-04-01 | SPE20-1400 | 9 | Disc, Grinding, 4" x 1/4" x 5/8" |  | 4 | pieces | 2020-09-03 | PSPE20-1400-2199 | Greenlane Hardware and Construction Supply Inc | 2020-12-11 | 407.4
2019-04-01 | SPE20-1400 | 10 | Electrode, Welding, 1/8" x E6011 |  | 5 | kilograms | 2020-09-03 | PSPE20-1400-1888PSPE20-1400-2208PSPE20-1400-2225 | Visayan Construction SupplyVisayan Construction SupplyVisayan Construction Supply | 2020-09-072020-12-112020-12-14 | 0
2019-04-01 | SPE20-1400 | 11 | Electrode, Welding, 1/8" x E6013 |  | 5 | kilograms | 2020-09-03 | PSPE20-1400-1888PSPE20-1400-2207PSPE20-1400-2207PSPE20-1400-2225 | Visayan Construction SupplyVisayan Construction SupplyVisayan Construction SupplyVisayan Construction Supply | 2020-09-072020-12-112020-12-112020-12-14 | 0
2019-04-01 | SPE20-1400 | 12 | Gloves, Working, Ma-ong |  | 10 | sets | 2020-09-03 | PSPE20-1400-2253 | Greenlane Hardware and Construction Supply Inc | 2020-12-16 | 130 | COD
2019-04-01 | SPE20-1400 | 13 | Paint, Primer, Epoxy, Gray, 4L/gal |  | 2 | gallons | 2020-09-03 | PSPE20-1400-1881PSPE20-1400-2226 | Bacolod Paint MarketingBacolod Paint Marketing | 2020-09-032020-12-14 | 1.14
2019-04-01 | SPE20-1400 | 14 | Brush, Paint, 2" |  | 2 | pieces | 2020-09-03 | PSPE20-1400-1880 | Greenlane Hardware and Construction Supply Inc | 2020-09-03 | 25
2019-04-01 | SPE20-1400 | 15 | Brush, Roller, Refill, 4" |  | 6 | pieces | 2020-09-03 | PSPE20-1400-1880 | Greenlane Hardware and Construction Supply Inc | 2020-09-03 | 132
2019-04-01 | SPE20-1400 | 16 | Sandpaper, G80 |  | 10 | sheets | 2020-09-03 | PSPE20-1400-1879 | Visayan Construction Supply | 2020-09-03 | 110
2019-04-01 | SPE20-1400 | 17 | Brush, Steel |  | 5 | pieces | 2020-09-03 | PSPE20-1400-1878 | Sugarland Hardware Corp. | 2020-09-03 | 90
2019-04-01 | SPE20-1400 | 18 | Paint, Enamel, Aluminum |  | 1 | gallon | 2020-09-03 | PSPE20-1400-2216 | Sugarland Hardware Corp. | 2020-12-14 | 536 | COD
2019-04-01 | SPE20-1400 | 19 | Thinner, Acrylic, 4L/Gal |  | 2 | gallons | 2020-09-03 | PSPE20-1400-1877 | Bacolod Luis Paint Center | 2020-09-03 | 800
2019-04-01 | SPE20-1400 | 20 | Drill Bit, Masonry, 3/8" dia. |  | 1 | piece | 2020-09-03 | PSPE20-1400-2227 | Greenlane Hardware and Construction Supply Inc | 2020-12-14 | 162.25
2019-04-01 | SPE20-1400 | 21 | Glass, Lens, Dark, #10 |  | 4 | pieces | 2020-09-03 | PSPE20-1400-1876 | Visayan Construction Supply | 2020-09-03 | 32
2019-04-01 | SPE20-1400 | 22 | Glass, Clear |  | 4 | pieces | 2020-09-03 | PSPE20-1400-1876 | Visayan Construction Supply | 2020-09-03 | 28
Pre Construction Requirements for Ladies Dorm
2036-02-27 | SPE20-1470 | 1 | Pipe,GI, 1-1/2x6mtrxsch40 |  | 2 | length | 2020-10-30 | Cancelled |  |  | 0
2036-02-27 | SPE20-1470 | 2 | Wire,Cooper,THW,14mm? |  | 260 | mtrs | 2020-10-30 | Cancelled |  |  | 0
2036-02-27 | SPE20-1470 | 3 | Rack, Secondary,Standard |  | 5 | pcs | 2020-10-30 | Cancelled |  |  | 0
2036-02-27 | SPE20-1470 | 4 | Rods,Welding,6011 |  | 2 | kgs | 2020-10-30 | Cancelled |  |  | 0
2036-02-27 | SPE20-1470 | 5 | Tape,Electrical,Big |  | 3 | rolls | 2020-10-30 | Cancelled |  |  | 0
2036-02-27 | SPE20-1470 | 6 | Cement,Portland |  | 2 | bag | 2020-10-30 | Cancelled |  |  | 0
2036-02-27 | SPE20-1470 | 7 | Pump,Water,3/4 hp |  | 1 | unit | 2020-10-30 | Cancelled |  |  | 0
2036-02-27 | SPE20-1470 | 8 | Valve, Check,Brass (Spring Loaded) |  | 2 | pcs | 2020-10-30 | Cancelled |  |  | 0
2036-02-27 | SPE20-1470 | 9 | Pipe, PVC,Blue,1" |  | 8 | length | 2020-10-30 | Cancelled |  |  | 0
2036-02-27 | SPE20-1470 | 10 | Adapter,Male,PVC,1" |  | 10 | pcs | 2020-10-30 | Cancelled |  |  | 0
2036-02-27 | SPE20-1470 | 11 | Coupling,PVC,1" |  | 7 | pcs | 2020-10-30 | Cancelled |  |  | 0
2036-02-27 | SPE20-1470 | 12 | Elbow,PVC,Plain,1" |  | 10 | pcs | 2020-10-30 | Cancelled |  |  | 0
2036-02-27 | SPE20-1470 | 13 | Union,PVC,Blue,1" |  | 3 | pcs | 2020-10-30 | Cancelled |  |  | 0
2036-02-27 | SPE20-1470 | 14 | Adapter,Female,PVC,1" |  | 2 | pcs | 2020-10-30 | Cancelled |  |  | 0
2036-02-27 | SPE20-1470 | 15 | Tee,PVC,1" Plain |  | 3 | pcs | 2020-10-30 | Cancelled |  |  | 0
2036-02-27 | SPE20-1470 | 16 | Male, Plug,PVC,1" |  | 2 | pcs | 2020-10-30 | Cancelled |  |  | 0
2036-02-27 | SPE20-1470 | 17 | Valve,Ball,PVC,Plain,1" |  | 3 | pcs | 2020-10-30 | Cancelled |  |  | 0
2036-02-27 | SPE20-1470 | 18 | Solvent,PVC,100ml |  | 2 | cans | 2020-10-30 | Cancelled |  |  | 0
2036-02-27 | SPE20-1470 | 19 | Tapelone,3/4 |  | 6 | rolls | 2020-10-30 | Cancelled |  |  | 0
2036-02-27 | SPE20-1470 | 20 | Switch,Pressure |  | 1 | pc | 2020-10-30 | Cancelled |  |  | 0
2036-02-27 | SPE20-1470 | 21 | Gauge,Pressure |  | 1 | pc | 2020-10-30 | Cancelled |  |  | 0
2036-02-27 | SPE20-1470 | 22 | Nipple,GI,3/8"diax5"long |  | 2 | pcs | 2020-10-30 | Cancelled |  |  | 0
2036-02-27 | SPE20-1470 | 23 | Breaker, Cercuit,40amps |  | 1 | pc | 2020-10-30 | Cancelled |  |  | 0
2036-02-27 | SPE20-1470 | 24 | Cement,Portland |  | 2 | bags | 2020-10-30 | Cancelled |  |  | 0
2036-02-27 | SPE20-1470 | 25 | Reducer,Coupling,PVC,1"x3/4" |  | 1 | pc | 2020-10-30 | Cancelled |  |  | 0
2036-02-27 | SPE20-1470 | 26 | Reducer,Coupling,PVC,3/4"x1/2 |  | 1 | pc | 2020-10-30 | Cancelled |  |  | 0
2036-02-27 | SPE20-1470 | 27 | Pipe,PVC,1/2" |  | 2 | length | 2020-10-30 | Cancelled |  |  | 0
2036-02-27 | SPE20-1470 | 28 | Elbow,PVC,Plain,1/2" |  | 3 | pcs | 2020-10-30 | Cancelled |  |  | 0
2036-02-27 | SPE20-1470 | 29 | Elbow,PVC,Threaded,1/2 |  | 1 | pc | 2020-10-30 | Cancelled |  |  | 0
2036-02-27 | SPE20-1470 | 30 | Faucet,Water,1/2 |  | 1 | pc | 2020-10-30 | Cancelled |  |  | 0
2036-02-27 | SPE20-1470 | 31 | Tank,Pressure,SS,42gls.Cap. |  | 1 | pc | 2020-10-30 | Cancelled |  |  | 0
Pre Construction Requirements for Ladies Dorm
2036-02-28 | SPE20-1474 | 1 | Fuel,Diesel |  | 40 | liters | 2020-10-30 | Cancelled |  |  | 0
Pre Construction Requirements for Ladies Dorm
2020-10-21 | SPE20-1476 | 1 | Pipe,GI, 1-1/2x6mtrxsch40 |  | 2 | length | 2020-10-30 | PSPE20-1476-2134 | Bacolod Mindanao Lumber and Plywood | 2020-11-17 | 1686 | COD
2020-10-21 | SPE20-1476 | 2 | Wire,Cooper,THW,14mm? |  | 260 | mtrs | 2020-10-30 | PSPE20-1476-2127PSPE20-1476-2128PSPE20-1476-2129PSPE20-1476-2129 | AA Electrical SupplyAA Electrical SupplyAA Electrical SupplyAA Electrical Supply | 2020-11-162020-11-162020-11-162020-11-16 | 0 | COD
2020-10-21 | SPE20-1476 | 3 | Rack, Secondary,Standard |  | 5 | pcs | 2020-10-30 | PSPE20-1476-2126 | Jas't Marketing Co. | 2020-11-16 | 1575 | COD
2020-10-21 | SPE20-1476 | 4 | Rods,Welding,6011 |  | 2 | kgs | 2020-10-30 | PSPE20-1476-2148 | Visayan Construction Supply | 2020-11-24 | 0 | COD
2020-10-21 | SPE20-1476 | 5 | Tape,Electrical,Big |  | 3 | rolls | 2020-10-30 | PSPE20-1476-2122PSPE20-1476-2123 | Visayan Construction SupplyVisayan Construction Supply | 2020-11-142020-11-14 | 117.2385
2020-10-21 | SPE20-1476 | 6 | Cement,Portland |  | 2 | bag | 2020-10-30 | PSPE20-1476-2212 | VCY Sales Corporation | 2020-12-14 | 0 | COD
2020-10-21 | SPE20-1476 | 7 | Pump,Water,3/4 hp |  | 1 | unit | 2020-10-30 | PSPE20-1476-2162PSPE20-1476-2236 | Atlas Industrial Hardware IncBacolod Integral Trading | 2020-12-012020-12-15 | 3.5 | COD
2020-10-21 | SPE20-1476 | 8 | Valve, Check,Brass (Spring Loaded) |  | 2 | pcs | 2020-10-30 | PSPE20-1476-2135 | Visayan Construction Supply | 2020-11-23 | 598 | COD
2020-10-21 | SPE20-1476 | 9 | Pipe, PVC,Blue,1" |  | 8 | length | 2020-10-30 | PSPE20-1476-2135 | Visayan Construction Supply | 2020-11-23 | 880 | COD
2020-10-21 | SPE20-1476 | 10 | Adapter,Male,PVC,1" |  | 10 | pcs | 2020-10-30 | PSPE20-1476-2136 | SGS Hardware Corporation | 2020-11-17 | 150 | COD
2020-10-21 | SPE20-1476 | 11 | Coupling,PVC,1" |  | 7 | pcs | 2020-10-30 | PSPE20-1476-2135 | Visayan Construction Supply | 2020-11-23 | 57.75 | COD
2020-10-21 | SPE20-1476 | 12 | Elbow,PVC,Plain,1" |  | 10 | pcs | 2020-10-30 | PSPE20-1476-2136 | SGS Hardware Corporation | 2020-11-17 | 150 | COD
2020-10-21 | SPE20-1476 | 13 | Union,PVC,Blue,1" |  | 3 | pcs | 2020-10-30 | PSPE20-1476-2134 | Bacolod Mindanao Lumber and Plywood | 2020-11-17 | 255 | COD
2020-10-21 | SPE20-1476 | 14 | Adapter,Female,PVC,1" |  | 2 | pcs | 2020-10-30 | PSPE20-1476-2136 | SGS Hardware Corporation | 2020-11-17 | 28 | COD
2020-10-21 | SPE20-1476 | 15 | Tee,PVC,1" Plain |  | 3 | pcs | 2020-10-30 | PSPE20-1476-2135 | Visayan Construction Supply | 2020-11-23 | 57 | COD
2020-10-21 | SPE20-1476 | 16 | Male, Plug,PVC,1" |  | 2 | pcs | 2020-10-30 | PSPE20-1476-2135 | Visayan Construction Supply | 2020-11-23 | 17.5 | COD
2020-10-21 | SPE20-1476 | 17 | Valve,Ball,PVC,Plain,1" |  | 3 | pcs | 2020-10-30 | PSPE20-1476-2136 | SGS Hardware Corporation | 2020-11-17 | 225 | COD
2020-10-21 | SPE20-1476 | 18 | Solvent,PVC,100ml |  | 2 | cans | 2020-10-30 | PSPE20-1476-2135 | Visayan Construction Supply | 2020-11-23 | 78 | COD
2020-10-21 | SPE20-1476 | 19 | Tapelone,3/4 |  | 6 | rolls | 2020-10-30 |  |  |  | 0
2020-10-21 | SPE20-1476 | 20 | Switch,Pressure |  | 1 | pc | 2020-10-30 | PSPE20-1476-2145 | Bacolod Mindanao Lumber and Plywood | 2020-11-24 | 249.75 | COD
2020-10-21 | SPE20-1476 | 21 | Gauge,Pressure |  | 1 | pc | 2020-10-30 | PSPE20-1476-2135 | Visayan Construction Supply | 2020-11-23 | 110 | COD
2020-10-21 | SPE20-1476 | 22 | Nipple,GI,3/8"diax5"long |  | 2 | pcs | 2020-10-30 | PSPE20-1476-2134 | Bacolod Mindanao Lumber and Plywood | 2020-11-17 | 46 | COD
2020-10-21 | SPE20-1476 | 23 | Breaker, Cercuit,40amps |  | 1 | pc | 2020-10-30 |  |  |  | 0 | COD
2020-10-21 | SPE20-1476 | 24 | Cement,Portland |  | 2 | bags | 2020-10-30 |  |  |  | 0
2020-10-21 | SPE20-1476 | 25 | Reducer,Coupling,PVC,1"x3/4" |  | 1 | pc | 2020-10-30 | PSPE20-1476-2134 | Bacolod Mindanao Lumber and Plywood | 2020-11-17 | 10.75 | COD
2020-10-21 | SPE20-1476 | 26 | Reducer,Coupling,PVC,3/4"x1/2 |  | 1 | pc | 2020-10-30 | PSPE20-1476-2134 | Bacolod Mindanao Lumber and Plywood | 2020-11-17 | 7.5 | COD
2020-10-21 | SPE20-1476 | 27 | Pipe,PVC,1/2" |  | 2 | length | 2020-10-30 | PSPE20-1476-2136 | SGS Hardware Corporation | 2020-11-17 | 112 | COD
2020-10-21 | SPE20-1476 | 28 | Elbow,PVC,Plain,1/2" |  | 3 | pcs | 2020-10-30 | PSPE20-1476-2135 | Visayan Construction Supply | 2020-11-23 | 22.5 | COD
2020-10-21 | SPE20-1476 | 29 | Elbow,PVC,Threaded,1/2 |  | 1 | pc | 2020-10-30 | PSPE20-1476-2134 | Bacolod Mindanao Lumber and Plywood | 2020-11-17 | 10 | COD
2020-10-21 | SPE20-1476 | 30 | Faucet,Water,1/2 |  | 1 | pc | 2020-10-30 |  |  |  | 0
2020-10-21 | SPE20-1476 | 31 | Tank,Pressure,SS,42gls.Cap. |  | 1 | pc | 2020-10-30 | PSPE20-1476-2163PSPE20-1476-2338 | A-one Industrial SalesBacolod Integral Trading | 2020-12-012021-01-06 | 6.465 | COD
Pre Construction Requirements for Ladies Dorm
2020-10-22 | SPE20-1477 | 1 | Fuel,Diesel |  | 40 | liters | 2020-10-30 | PSPE20-1477-2075 | Sum-ag Petron Gas Station | 2020-11-10 | 1228 | COD
Pre Construction Requirements for Ladies Dorm
2020-11-17 | SPE20-1498 | 1 | Safety, Breaker 40 amps |  | 1 | pcs | 2020-11-19 | PSPE20-1498-2154 | HKL Enterprises Incorporated | 2020-11-25 | 380 | COD
Fabrication of Window Type Aircon Cage for ECMG Office
2020-11-24 | SPE20-1510 | 1 | Bars, Angle, 1-1/2x 3/16 |  | 4 | lengths | 2020-12-04 | PSPE20-1510-2260 | VCY Sales Corporation | 2020-12-16 | 1419.2 | COD
2020-11-24 | SPE20-1510 | 2 | Bolt, expansion,1/2 |  | 8 | pcs | 2020-12-04 | PSPE20-1510-2244PSPE20-1510-2255 | Greenlane Hardware and Construction Supply IncGreenlane Hardware and Construction Supply Inc | 2020-12-152020-12-16 | 0.19402
2020-11-24 | SPE20-1510 | 3 | Srew w/ tox, 3/16 dia. |  | 12 | pcs | 2020-12-04 | PSPE20-1510-2262 | Visayan Construction Supply | 2020-12-16 | 18 | COD
2020-11-24 | SPE20-1510 | 4 | Bit, Masonry,1/4 |  | 1 | pc | 2020-12-04 | PSPE20-1510-2245PSPE20-1510-2295 | A-one Industrial SalesVisayan Construction Supply | 2020-12-152020-12-21 | 0.041004 | COD
2020-11-24 | SPE20-1510 | 5 | Bit,Masonry,3/4 |  | 1 | pc | 2020-12-04 | PSPE20-1510-2262 | Visayan Construction Supply | 2020-12-16 | 216 | COD
2020-11-24 | SPE20-1510 | 6 | Rods,Welding,6011 |  | 2 | kgs | 2020-12-04 |  |  |  | 0
2020-11-24 | SPE20-1510 | 7 | Disc,Cutting,4" |  | 2 | pcs | 2020-12-04 | PSPE20-1510-2246 | Visayan Construction Supply | 2020-12-15 | 193
2020-11-24 | SPE20-1510 | 8 | Paint,Red lead |  | 1 | liter | 2020-12-04 | PSPE20-1510-2257 | Sugarland Hardware Corp. | 2020-12-16 | 109 | COD
2020-11-24 | SPE20-1510 | 9 | Paint,Thinner |  | 2 | bottles | 2020-12-04 | PSPE20-1510-2250 | Greenlane Hardware and Construction Supply Inc | 2020-12-16 | 60 | COD
2020-11-24 | SPE20-1510 | 10 | Pvc, Elbow, 45deg.3/4dia |  | 2 | pcs | 2020-12-04 | PSPE20-1510-2263 | Greenlane Hardware and Construction Supply Inc | 2020-12-16 | 32 | COD
2020-11-24 | SPE20-1510 | 11 | Pvc, Elbow,90deg.3/4dia. |  | 9 | pcs | 2020-12-04 | PSPE20-1510-2261 | SGS Hardware Corporation | 2020-12-16 | 90 | COD
2020-11-24 | SPE20-1510 | 12 | Pvc,Pipe, 3/4dia. |  | 5 | lengths | 2020-12-04 | PSPE20-1510-2261 | SGS Hardware Corporation | 2020-12-16 | 405 | COD
2020-11-24 | SPE20-1510 | 13 | Solvent,Pvc,100ml. |  | 1 | can | 2020-12-04 | PSPE20-1510-2247 | Visayan Construction Supply | 2020-12-15 | 39
2020-11-24 | SPE20-1510 | 14 | Clamp,Pvc, 3/4 |  | 20 | pcs | 2020-12-04 | PSPE20-1510-2263 | Greenlane Hardware and Construction Supply Inc | 2020-12-16 | 28 | COD
2020-11-24 | SPE20-1510 | 15 | Brush,Paint,2" |  | 1 | pc | 2020-12-04 | PSPE20-1510-2248PSPE20-1510-2255 | Greenlane Hardware and Construction Supply IncGreenlane Hardware and Construction Supply Inc | 2020-12-152020-12-16 | 0.012501
2020-11-24 | SPE20-1510 | 16 | Brush,Steel |  | 1 | pc | 2020-12-04 | PSPE20-1510-2249 | Sugarland Hardware Corp. | 2020-12-15 | 18
Construction of Ladies Dorm
2020-12-02 | SPE20-1516 | 1 | Fuel, Diesel |  | 8 | liters | 2020-12-04 | PSPE20-1516-2181PSPE20-1516-2240 | RM ShellSum-ag Petron Gas Station | 2020-12-112020-12-15 | 0 | COD
2020-12-02 | SPE20-1516 | 2 | Fuel,Gasoline |  | 8 | liters | 2020-12-04 | PSPE20-1516-2181PSPE20-1516-2240 | RM ShellSum-ag Petron Gas Station | 2020-12-112020-12-15 | 0 | COD
2020-12-02 | SPE20-1516 | 3 | Welding Rod Holder 300amps |  | 2 | sets | 2020-12-04 | PSPE20-1516-2213 | Bacolod Mindanao Lumber and Plywood | 2020-12-14 | 506 | COD
Pre Construction Requirements for Ladies Dorm
2036-02-27 | SPE20-1524 | 1 | Cement,Portland |  | 4 | bags | 2020-12-14 | PSPE20-1524-2220 | VCY Sales Corporation | 2021-01-06 | 0 | COD
Baciwa Waterline to Powerhouse and Warehouse Building Comfort rooms.
2020-12-14 | SPE20-1526 | 1 | Coupler,PE,Male,2"dia. |  | 3 | pcs | 2020-12-21 | PSPE20-1526-2301 | Visayan Construction Supply | 2020-12-22 | 597 | COD
2020-12-14 | SPE20-1526 | 2 | Valve,Ball,Brass,2" dia.(female threaded) |  | 3 | pcs | 2020-12-21 | PSPE20-1526-2302 | SGS Hardware Corporation | 2020-12-22 | 2550 | COD
2020-12-14 | SPE20-1526 | 3 | Nipple,GI,2"diax12"long |  | 2 | pcs | 2020-12-21 | PSPE20-1526-2302 | SGS Hardware Corporation | 2020-12-22 | 314 | COD
2020-12-14 | SPE20-1526 | 4 | Pipe,PE,1"dia |  | 200 | mtrs | 2020-12-21 | PSPE20-1526-2301 | Visayan Construction Supply | 2020-12-22 | 8400 | COD
2020-12-14 | SPE20-1526 | 5 | Coupler,PE,Male,1"dia. |  | 3 | pcs | 2020-12-21 | PSPE20-1526-2301 | Visayan Construction Supply | 2020-12-22 | 126 | COD
2020-12-14 | SPE20-1526 | 6 | Valve,Ball,Brass,1"dia.(female treaded) |  | 4 | pcs | 2020-12-21 | PSPE20-1526-2302 | SGS Hardware Corporation | 2020-12-22 | 1800 | COD
2020-12-14 | SPE20-1526 | 7 | Tee,Coupler,PE,1"dia. |  | 2 | pc | 2020-12-21 | PSPE20-1526-2301 | Visayan Construction Supply | 2020-12-22 | 256 | COD
2020-12-14 | SPE20-1526 | 8 | Tee,Reducer,PE,1"diax1/2dia. |  | 1 | pc | 2020-12-21 | PSPE20-1526-2301 | Visayan Construction Supply | 2020-12-22 | 135 | COD
2020-12-14 | SPE20-1526 | 9 | Coupler,Reducer,PE,1"diax/2"dia |  | 3 | pcs | 2020-12-21 | PSPE20-1526-2301 | Visayan Construction Supply | 2020-12-22 | 1620 | COD
2020-12-14 | SPE20-1526 | 10 | Valve,Ball,Pvc,1/2 dia. |  | 4 | pcs | 2020-12-21 | PSPE20-1526-2298 | Visayan Construction Supply | 2020-12-21 | 193.8
2020-12-14 | SPE20-1526 | 11 | Rods,Welding,6011 |  | 4 | kgs | 2020-12-21 | PSPE20-1526-2298 | Visayan Construction Supply | 2020-12-21 | 396
2020-12-14 | SPE20-1526 | 12 | Disc,Cutting,4" |  | 4 | pcs | 2020-12-21 | PSPE20-1526-2298 | Visayan Construction Supply | 2020-12-21 | 386
2020-12-14 | SPE20-1526 | 13 | Tapelone,3/4 |  | 9 | role | 2020-12-21 | PSPE20-1526-2301 | Visayan Construction Supply | 2020-12-22 | 135 | COD
2020-12-14 | SPE20-1526 | 14 | Solvent,Pvc 100ml |  | 2 | cans | 2020-12-21 | PSPE20-1526-2298 | Visayan Construction Supply | 2020-12-21 | 78
2020-12-14 | SPE20-1526 | 15 | Cement,Portland |  | 1 | bag | 2020-12-21 | PSPE20-1526-2302 | SGS Hardware Corporation | 2020-12-22 | 205 | COD
2020-12-14 | SPE20-1526 | 16 | Pump,Water,1hp |  | 1 | unit | 2020-12-21 | PSPE20-1526-2301 | Visayan Construction Supply | 2020-12-22 | 6825 | COD
2020-12-14 | SPE20-1526 | 17 | Tank,Pressure,42gls, SS |  | 1 | pc | 2020-12-21 | PSPE20-1526-2304 | Bacolod Integral Trading | 2020-12-23 | 6500 | COD
2020-12-14 | SPE20-1526 | 18 | Valve,Check,Spring loaded,1" dia |  | 1 | pc | 2020-12-21 | PSPE20-1526-2301 | Visayan Construction Supply | 2020-12-22 | 320 | COD
2020-12-14 | SPE20-1526 | 19 | Gauge,Pressure,60psi cap. |  | 1 | pc | 2020-12-21 | PSPE20-1526-2302 | SGS Hardware Corporation | 2020-12-22 | 100 | COD
2020-12-14 | SPE20-1526 | 20 | Nipple,GI,3/8 dia,x5"long |  | 2 | pcs | 2020-12-21 | PSPE20-1526-2302 | SGS Hardware Corporation | 2020-12-22 | 56 | COD
2020-12-14 | SPE20-1526 | 21 | Coupling,GI,3/8" dia. |  | 2 | pcs | 2020-12-21 | PSPE20-1526-2301 | Visayan Construction Supply | 2020-12-22 | 35 | COD
2020-12-14 | SPE20-1526 | 22 | Valve,Ball,PVC, Plain,1" |  | 3 | pcs | 2020-12-21 | PSPE20-1526-2299 | SGS Hardware Corporation | 2020-12-21 | 225
2020-12-14 | SPE20-1526 | 23 | Adapter,Male,PVC,1" |  | 5 | pcs | 2020-12-21 | PSPE20-1526-2299 | SGS Hardware Corporation | 2020-12-21 | 75
2020-12-14 | SPE20-1526 | 24 | Elbow,Pvc,1"diax90deg. |  | 10 | pcs | 2020-12-21 | PSPE20-1526-2302 | SGS Hardware Corporation | 2020-12-22 | 130 | COD
2020-12-14 | SPE20-1526 | 25 | Coupling,PVC,1"dia. Threaded |  | 2 | pcs | 2020-12-21 | PSPE20-1526-2302 | SGS Hardware Corporation | 2020-12-22 | 26 | COD
2020-12-14 | SPE20-1526 | 26 | Coupling,PVC,1"dia |  | 5 | pcs | 2020-12-21 | PSPE20-1526-2298 | Visayan Construction Supply | 2020-12-21 | 41.25
2020-12-14 | SPE20-1526 | 27 | Tee, PVC,1"dia. |  | 2 | pcs | 2020-12-21 | PSPE20-1526-2301 | Visayan Construction Supply | 2020-12-22 | 38 | COD
2020-12-14 | SPE20-1526 | 28 | Reducer,Coupling,PVC,1"x3/4"dia |  | 3 | pcs | 2020-12-21 | PSPE20-1526-2302 | SGS Hardware Corporation | 2020-12-22 | 36 | COD
2020-12-14 | SPE20-1526 | 29 | Reducer,Coupling,PVC,3/4"x1/2"dia |  | 3 | pcs | 2020-12-21 | PSPE20-1526-2301 | Visayan Construction Supply | 2020-12-22 | 26.25 | COD
2020-12-14 | SPE20-1526 | 30 | Elbow,PVC,1/2"x90deg. |  | 8 | pcs | 2020-12-21 | PSPE20-1526-2302 | SGS Hardware Corporation | 2020-12-22 | 48 | COD
2020-12-14 | SPE20-1526 | 31 | Solvent,PVcC,200ml |  | 2 | cans | 2020-12-21 | PSPE20-1526-2301 | Visayan Construction Supply | 2020-12-22 | 150 | COD
Ladies Dorm Roof Flashing.
2020-12-22 | SPE20-1529 | 1 | 4'x8' gauge 0.4 GI plain sheets |  | 19 | sheets | 2020-12-29 | PSPE20-1529-2325 | VCY Sales Corporation | 2021-01-13 | 7410
Additional Materials for Ladies Dorm
2021-01-04 | SPE21-1530 | 1 | Screw Metal, 3/16 dia x 2" |  | 150 | pcs | 2021-01-04 | PSPE21-1530-2330 | Visayan Construction Supply | 2021-01-04 | 300
Construction of Ladies Dorm Additional Materials
2021-01-06 | SPE21-1531 | 1 | 3/4 gravel |  | 1 | cu,mtr | 2021-01-06 | PSPE21-1531-2345 | B-Seg Sand And Gravel | 2021-01-06 | 1484
2021-01-06 | SPE21-1531 | 2 | metal screw, flat head, 3/16x2"long |  | 150 | pcs | 2021-01-06 |  |  |  | 0
2021-01-06 | SPE21-1531 | 3 | mixing sand |  | 3 | cu,mtr | 2021-01-06 | PSPE21-1531-2345 | B-Seg Sand And Gravel | 2021-01-06 | 2878.5
Additional materilas for Ladies Dormitory
2021-01-08 | SPE21-1532 | 1 | Chrome pipe, 3/4" |  | 2 | yards | 2021-01-08 | PSPE21-1532-2357 | Visayan Construction Supply | 2021-01-08 | 132
2021-01-08 | SPE21-1532 | 2 | End post, 3/4" |  | 2 | pcs | 2021-01-08 | PSPE21-1532-2357 | Visayan Construction Supply | 2021-01-08 | 56
Double Wall & Ceiling
2021-01-04 | SPE21-1533 | 1 | Fiber cement board 4'x8'x4.5mm thk |  | 105 | sheets | 2021-01-08 | PSPE21-1533-2360 | Ava Construction Supply | 2021-01-11 | 44100 | COD
2021-01-04 | SPE21-1533 | 2 | Metal stud 50X75X0.5mm thk |  | 300 | lenght | 2021-01-08 | PSPE21-1533-2361 | Bacolod Steel Center Corporation | 2021-01-11 | 26010 | COD
2021-01-04 | SPE21-1533 | 3 | Double furring channel 50x19x0.6mm thk |  | 28 | lenght | 2021-01-08 | PSPE21-1533-2361 | Bacolod Steel Center Corporation | 2021-01-11 | 2032.8 | COD
2021-01-04 | SPE21-1533 | 4 | Carrying channel 38x12x0.75mm thk |  | 24 | lenght | 2021-01-08 | PSPE21-1533-2361 | Bacolod Steel Center Corporation | 2021-01-11 | 1939.2 | COD
2021-01-04 | SPE21-1533 | 5 | Blind rivets 1/8"x1/2" |  | 10 | box | 2021-01-08 | PSPE21-1533-2367 | MB United Commercial | 2021-01-11 | 1950 | COD
2021-01-04 | SPE21-1533 | 6 | Drill bit 1/8" |  | 10 | pcs | 2021-01-08 | PSPE21-1533-2361 | Bacolod Steel Center Corporation | 2021-01-11 | 300 | COD
2021-01-04 | SPE21-1533 | 7 | W-clip/ metal furring clip |  | 300 | pcs | 2021-01-08 | PSPE21-1533-2362PSPE21-1533-2367 | MB United CommercialMB United Commercial | 2021-01-112021-01-11 | 0.006756 | COD
2021-01-04 | SPE21-1533 | 8 | Welding rod E6011 |  | 5 | kgs | 2021-01-08 |  |  |  | 0
2021-01-04 | SPE21-1533 | 9 | Aviation snips/furring scissors |  | 2 | pcs | 2021-01-08 | PSPE21-1533-2363 | Visayan Construction Supply | 2021-01-11 | 634 | COD
Warehouse Office Renovation
2018-07-23 | SPE21-1535 | 1 | Aircon, Split Type, 2.5HP (with installation) |  | 1 | Unit | 2021-01-14 | PSPE21-1535-2377 | Appliance Centrum | 2021-01-15 | 0 | COD
2018-07-23 | SPE21-1535 | 2 | Window, Sliding, 1.2m x 1.2m, with aluminum frame (with installation) |  | 1 | Set | 2021-01-14 | PSPE21-1535-2376 | Aces Aluminum | 2021-01-19 | 0 | COD
2018-07-23 | SPE21-1535 | 3 | Plywood, Marine, 1/4", 4' x 8' |  | 38 | Sheets | 2021-01-14 | PSPE21-1535-2379 | Bacolod Mindanao Lumber and Plywood | 2021-01-15 | 16720 | COD
2018-07-23 | SPE21-1535 | 4 | Lumber, Gemilena, 2" x 2" x 12' |  | 30 | Lengths | 2021-01-14 | PSPE21-1535-2380 | Visayan Construction Supply | 2021-01-15 | 6600 | COD
2018-07-23 | SPE21-1535 | 5 | Door, Flush, 210cm x 60cm |  | 1 | Pieces | 2021-01-14 | PSPE21-1535-2379 | Bacolod Mindanao Lumber and Plywood | 2021-01-15 | 1495 | COD
2018-07-23 | SPE21-1535 | 6 | Door, Flush, 210cm x 80cm |  | 1 | Pieces | 2021-01-14 | PSPE21-1535-2379 | Bacolod Mindanao Lumber and Plywood | 2021-01-15 | 1695 | COD
2018-07-23 | SPE21-1535 | 7 | Door, Jam, 2" x 4" |  | 2 | Sets | 2021-01-14 | PSPE21-1535-2382 | Visayan Construction Supply | 2021-01-15 | 2400
2018-07-23 | SPE21-1535 | 8 | Knob, Door, Heavy Duty |  | 4 | Pieces | 2021-01-14 | PSPE21-1535-2379 | Bacolod Mindanao Lumber and Plywood | 2021-01-15 | 2380 | COD
2018-07-23 | SPE21-1535 | 9 | Hinges, 4" x 4" |  | 12 | Sets | 2021-01-14 | PSPE21-1535-2382 | Visayan Construction Supply | 2021-01-15 | 468
2018-07-23 | SPE21-1535 | 10 | Nails, Common, 1 1/2" |  | 5 | Kilograms | 2021-01-14 | PSPE21-1535-2378 | Greenlane Hardware and Construction Supply Inc | 2021-01-15 | 283.5 | COD
2018-07-23 | SPE21-1535 | 11 | Nails, Common, 1 1/2" |  | 10 | Kilograms | 2021-01-14 |  |  |  | 0
2018-07-23 | SPE21-1535 | 12 | Nails, Common, 4" |  | 5 | Kilograms | 2021-01-14 | PSPE21-1535-2378 | Greenlane Hardware and Construction Supply Inc | 2021-01-15 | 252 | COD
2018-07-23 | SPE21-1535 | 13 | Nails, Concrete, 4" |  | 2 | Kilograms | 2021-01-14 | PSPE21-1535-2379 | Bacolod Mindanao Lumber and Plywood | 2021-01-15 | 158 | COD
2018-07-23 | SPE21-1535 | 14 | Bolt, Expansion, 1/4" dia. |  | 50 | Pieces | 2021-01-14 |  |  |  | 0
2018-07-23 | SPE21-1535 | 15 | Oxygen |  | 2 | Cylinders | 2021-01-14 | PSPE21-1535-2386 | Central Gas Corporation (CEGASCO) | 2021-01-15 | 0
2018-07-23 | SPE21-1535 | 16 | Acetylene |  | 1 | Cylinder | 2021-01-14 | PSPE21-1535-2387 | Bacolod Oxygen Acetylene Gas Corp. | 2021-01-18 | 1100
2018-07-23 | SPE21-1535 | 17 | Thinner, Acrylic |  | 4 | Gallons | 2021-01-14 | PSPE21-1535-2385 | Bacolod Luis Paint Center | 2021-01-15 | 400
2018-07-23 | SPE21-1535 | 18 | Brush, Roller, 4", Refill |  | 8 | Pieces | 2021-01-14 | PSPE21-1535-2383 | Greenlane Hardware and Construction Supply Inc | 2021-01-15 | 176
2018-07-23 | SPE21-1535 | 19 | Brush, Paint, 2" |  | 4 | Pieces | 2021-01-14 | PSPE21-1535-2383 | Greenlane Hardware and Construction Supply Inc | 2021-01-15 | 50
Warehouse Office Renovation
2018-07-23 | SPE21-1536 | 1 | Nails, Common, 2 1/2" |  | 10 | Kilograms | 2021-01-15 | PSPE21-1536-2384 | Greenlane Hardware and Construction Supply Inc | 2021-01-15 | 550 | COD
Painting of Ladies Dorm
2021-02-02 | SPE21-1548 | 1 | Enamel, Semi Gloss, Blue Rays |  | 20 | gls | 2021-02-02 |  |  |  | 0 | 15 days PDC
2021-02-02 | SPE21-1548 | 2 | Latex, Flat White |  | 20 | gls | 2021-02-02 |  |  |  | 0 | 15 days PDC
2021-02-02 | SPE21-1548 | 3 | Latex, Semi gloss,Off-White |  | 25 | gls | 2021-02-02 |  |  |  | 0 | 15 days PDC
2021-02-02 | SPE21-1548 | 4 | Enamel,Semi Gloss,Off-White |  | 10 | gls | 2021-02-02 |  |  |  | 0 | 15 days PDC
2021-02-02 | SPE21-1548 | 5 | Skim Coat Putty |  | 2 | bags | 2021-02-02 |  |  |  | 0 | 15 days PDC
2021-02-02 | SPE21-1548 | 6 | Wood Filler |  | 1 | gal | 2021-02-02 |  |  |  | 0 | 15 days PDC
2021-02-02 | SPE21-1548 | 7 | Enamel, Semi Gloss, Chocolait Brown |  | 1 | gal | 2021-02-02 |  |  |  | 0 | 15 days PDC
2021-02-02 | SPE21-1548 | 8 | Paint thinner |  | 3 | gls | 2021-02-02 | PSPE21-1548-2461 | Greenlane Hardware and Construction Supply Inc | 2021-02-02 | 0
2021-02-02 | SPE21-1548 | 9 | Sanding Sealer |  | 1 | gal | 2021-02-02 |  |  |  | 0 | 15 days PDC
2021-02-02 | SPE21-1548 | 10 | Lacquer Thinner |  | 5 | gls | 2021-02-02 | PSPE21-1548-2462 | Visayan Construction Supply | 2021-02-02 | 0
2021-02-02 | SPE21-1548 | 11 | lacquer Flo |  | 4 | gls | 2021-02-02 |  |  |  | 0 | 15 days PDC
2021-02-02 | SPE21-1548 | 12 | Wood Stain,Dark Wall Nut |  | 1 | gal | 2021-02-02 |  |  |  | 0 | 15 days PDC
2021-02-02 | SPE21-1548 | 13 | Polyurethene,Top Coat,Clear |  | 1 | gal | 2021-02-02 |  |  |  | 0 | 15 days PDC
2021-02-02 | SPE21-1548 | 14 | Acrylic Thinner |  | 2 | gls | 2021-02-02 |  |  |  | 0 | 15 days PDC
2021-02-02 | SPE21-1548 | 15 | Sand Paper,Grit 80 |  | 20 | shts | 2021-02-02 | PSPE21-1548-2460 | Visayan Construction Supply | 2021-02-02 | 0
2021-02-02 | SPE21-1548 | 16 | Sand Paper,Grit 120 |  | 30 | shts | 2021-02-02 | PSPE21-1548-2459 | Greenlane Hardware and Construction Supply Inc | 2021-02-02 | 0
2021-02-02 | SPE21-1548 | 17 | Brush, Paint #2 |  | 5 | pcs | 2021-02-02 | PSPE21-1548-2458 | Greenlane Hardware and Construction Supply Inc | 2021-02-02 | 0
2021-02-02 | SPE21-1548 | 18 | Brush,Paint, Roller, Refill,#4 |  | 10 | pcs | 2021-02-02 | PSPE21-1548-2458 | Greenlane Hardware and Construction Supply Inc | 2021-02-02 | 0
2021-02-02 | SPE21-1548 | 19 | Masking Tape,3/4 |  | 5 | rolls | 2021-02-02 |  |  |  | 0 | 15 days PDC
PPEs for Contractor of 69kV Switchyard PMS
2020-09-23 | TES20-1418 | 1 | Disposable PPE Suits, One Size, Fits Large-Extra Large Sizes |  | 6 | pcs | 2020-09-25 | Cancelled | B. S. Pharma Drugs and Medical Supplies | 2020-09-23 | 0
2020-09-23 | TES20-1418 | 2 | Surgical gloves |  | 1 | box | 2020-09-25 | Cancelled |  |  | 0
PPEs for Contractor of 69kV Switchyard PMS
2020-09-23 | TES20-1419 | 1 | Disposable PPE Suits, One Size, Fits Large-Extra Large Sizes |  | 8 | pcs | 2020-09-25 | PTES20-1419-1948 | B. S. Pharma Drugs and Medical Supplies | 2020-09-23 | 6800
2020-09-23 | TES20-1419 | 2 | Surgical gloves |  | 1 | box | 2020-09-25 | PTES20-1419-1949 | JDN Pharmacy | 2020-09-23 | 500 | COD
Documentation Reports in Dispatch (Taking pictures)
2020-01-21 | TRA20-1213 | 1 | Canon IXUS 190 Point & Shot Camera Screen Size: 2.7 LCD Screen Megapixel: 20 Megapixels Movie Capture: HD Video 10x Optical Zoom |  | 1 | pc | 2020-02-03 |  |  |  | 0
Warehouse Racks
2019-01-31 | WHC19-1048 | 1 | Prefabricated Racks with Dimensions: 6.5 ft H x 5 ft L x 1.8 ft W, 3-4 layers, 50-70 kgs per layer (sample picture) |  | 12 | sets | 2019-11-11 |  |  |  | 0
2019-01-31 | WHC19-1048 | 2 | Prefabricated Racks with Dimensions:6.5 ft H x 6.5 ft L x 2 ft W, 3-4 layers, 200-300 kgs per layer (sample picture) |  | 1 | set | 2019-11-11 |  |  |  | 0
For Maintenance of Common Tools.
2019-07-31 | WHC19-1052 | 1 | Cotton Rags |  | 2 | kgs. | 2019-11-04 | PWHC19-1052-1013 | Procolors T-Shirts Printing | 2019-11-04 | 100 | COD
Replacement of Worn out Bearings
2019-08-04 | WHC19-1062 | 1 | Bearing, Ball 7304 |  | 1 | pc | 2019-11-15 |  |  |  | 0
2019-08-04 | WHC19-1062 | 2 | Bearing, Ball 6203ZZ |  | 1 | pc | 2019-11-15 |  |  |  | 0
2019-08-04 | WHC19-1062 | 3 | Bearing, Roller (as per sample) |  | 2 | pcs | 2019-11-15 |  |  |  | 0
Replacement of Damaged Right Side Mirror
2019-12-16 | WHC19-1168 | 1 | Mirror, Right Side ( as per sample) - Side Mirror |  | 1 | pc/s | 2019-12-17 |  |  |  | 0
Quarterly Cleaning and Maintenance of Tools and Equipment (1st Quarter)
2019-12-18 | WHC19-1173 | 1 | Penetrating Oil, Multi-Use, WD 40, 385mL. |  | 6 | can/s | 2019-01-13 | PWHC19-1173-1392 | C. Y. Ong Multi-Distributor | 2020-02-24 | 1260
2019-12-18 | WHC19-1173 | 2 | Rags, Cotton |  | 10 | kg/s | 2019-01-13 | PWHC19-1173-1395 | Procolors T-Shirts Printing | 2020-02-24 | 500
2019-12-18 | WHC19-1173 | 3 | Gloves, Cotton |  | 4 | pair/s | 2019-01-13 | PWHC19-1173-1396 | Greenlane Hardware and Construction Supply Inc | 2020-02-24 | 45.8
2019-12-18 | WHC19-1173 | 4 | Gloves, Cotton, Rubberized |  | 3 | pair/s | 2019-01-13 | PWHC19-1173-1397 | Greenlane Hardware and Construction Supply Inc | 2020-02-24 | 96
2019-12-18 | WHC19-1173 | 5 | Sand Paper G120 |  | 20 | pc/s | 2019-01-13 | PWHC19-1173-1399 | Greenlane Hardware and Construction Supply Inc | 2020-02-24 | 560
2019-12-18 | WHC19-1173 | 6 | Sand Paper G600 |  | 10 | pc/s | 2019-01-13 | PWHC19-1173-1400 | Visayan Construction Supply | 2020-02-24 | 100
2019-12-18 | WHC19-1173 | 7 | Tape,Vinyl, Electrical, Big, 8 m length |  | 1 | roll/s | 2019-01-13 | PWHC19-1173-1382PWHC19-1173-1390 | HKL Enterprises IncorporatedAA Electrical Supply | 2020-02-212020-02-22 | 0.035003
2019-12-18 | WHC19-1173 | 8 | Mask, Face, Surgical (50 pcs) |  | 1 | box/s | 2019-01-13 |  |  |  | 0
2019-12-18 | WHC19-1173 | 9 | Metal Maker - DALO Industrial Paint Marker , Color: White, Net Wt: 1oz |  | 1 | pc/s | 2019-01-13 | PWHC19-1173-1440 | Visayan Construction Supply | 2020-02-26 | 360
2019-12-18 | WHC19-1173 | 10 | Metal Maker - DALO Industrial Paint Marker , Color: Yellow, Net Wt: 1oz |  | 1 | pc/s | 2019-01-13 | PWHC19-1173-1401 | Visayan Construction Supply | 2020-02-24 | 360
2019-12-18 | WHC19-1173 | 11 | Brush, Paint 2" |  | 1 | pc/s | 2019-01-13 | PWHC19-1173-1402 | Greenlane Hardware and Construction Supply Inc | 2020-02-24 | 0
2019-12-18 | WHC19-1173 | 12 | Brush, Paint 4" |  | 1 | pc/s | 2019-01-13 | PWHC19-1173-1403 | Visayan Construction Supply | 2020-02-24 | 46.75
Refuel for Heavy Equipment
2020-01-23 | WHC20-1206 | 1 | Diesel |  | 20 | ltr/s | 2020-01-23 | PWHC20-1206-1288 | Sum-ag Petron Gas Station | 2020-01-24 | 800 | COD
Replacement of Boomtruck Cowl
2020-01-21 | WHC20-1208 | 1 | Cowl (as per sample & with pictures attached) |  | 1 | unit/s | 2020-02-04 | PWHC20-1208-2118 | Toy Trucks Inc. | 2020-11-12 | 0 | COD
Replacement Battery
2020-02-06 | WHC20-1225 | 1 | Battery, 21 Plates, 300mm x 200mm x 170mm, 12Volts Preferred Brand: Motolite |  | 1 | uint/s | 2020-02-11 |  |  |  | 0
Fabrication of 3 Steel Drum Cabinets & 4 Drum Racks (3-Layered)
2019-05-14 | WHC20-1236 | 1 | Disc, Cutting, 4" x 3/32" x 5/8" |  | 2 | pcs | 2020-02-13 |  |  |  | 0
2019-05-14 | WHC20-1236 | 2 | Electrode, Welding, 1/8" x E6013 |  | 4 | kgs | 2020-02-13 | PWHC20-1236-1355 | Bacolod Triumph Hardware (Main Branch) | 2020-02-14 | 0 | 30 days PDC
2019-05-14 | WHC20-1236 | 3 | Bar, Angle, MS, 1/4" x 1-1/2" x 20 ft |  | 4 | lengths | 2020-02-13 | PWHC20-1236-1354 | Bacolod Triumph Hardware (Main Branch) | 2020-02-14 | 2872 | CASH
2019-05-14 | WHC20-1236 | 4 | Bar, Flat, MS, 4mm x 1" x 20 |  | 6 | lengths | 2020-02-13 | PWHC20-1236-1354 | Bacolod Triumph Hardware (Main Branch) | 2020-02-14 | 948 | CASH
2019-05-14 | WHC20-1236 | 5 | Thinner, Paint |  | 2 | gals | 2020-02-13 | PWHC20-1236-1497PWHC20-1236-1499 | Greenlane Hardware and Construction Supply IncGreenlane Hardware and Construction Supply Inc | 2020-03-132020-03-13 | 0.48
Warehouse Consumables (Cleaning & preserving of parts)
2019-04-11 | WHC20-1245 | 1 | Sandpaper, G600 |  | 20 | sheets | 2020-02-26 | PWHC20-1245-1442 | Visayan Construction Supply | 2020-02-26 | 200
Housekeeping - Prevent Birds from Entering the Parts Room
2020-02-22 | WHC20-1250 | 1 | Garden Net / Poultry Net Note: Please see attached pictures |  | 15.3 | mtr/s | 2020-03-14 | PWHC20-1250-1540PWHC20-1250-1542 | Rc Fishing SupplyRc Fishing Supply | 2020-05-212020-05-21 | 0.22502 | COD
Refuel for Heavy Equipment
2020-03-13 | WHC20-1265 | 1 | Diesel |  | 20 | ltr/s | 2020-03-20 | PWHC20-1265-1509 | Sum-ag Petron Gas Station | 2020-03-25 | 583 | COD
Preventive Maintenance
2020-03-17 | WHC20-1268 | 1 | Fuel Filter, FC-8351 |  | 1 | pc/s | 2020-03-26 | PWHC20-1268-1558 | Rc Fishing Supply | 2020-05-30 | 180 | COD
2020-03-17 | WHC20-1268 | 2 | Oil Filter, C-8350 Big |  | 1 | pc/s | 2020-03-26 | PWHC20-1268-1558 | Rc Fishing Supply | 2020-05-30 | 230 | COD
2020-03-17 | WHC20-1268 | 3 | Oil Filter, C-8360 Small |  | 1 | pc/s | 2020-03-26 | PWHC20-1268-1558 | Rc Fishing Supply | 2020-05-30 | 175 | COD
2020-03-17 | WHC20-1268 | 4 | Petron Rev-X Premium Multi-Grade Diesel Engine Oil SAE 15W-40 |  | 8 | ltr/s | 2020-03-26 | PWHC20-1268-1558 | Rc Fishing Supply | 2020-05-30 | 1080 | COD
Preventive Maintenance
2020-03-17 | WHC20-1269 | 1 | Fuel Filter, FC-8709 |  | 1 | pc/s | 2020-03-26 | PWHC20-1269-1954 | Rc Fishing Supply | 2020-09-24 | 150 | COD
2020-03-17 | WHC20-1269 | 2 | Tellus S2 M68, Hydraulic Oil |  | 1 | pail/s | 2020-03-26 | PWHC20-1269-1953 | Aeshan Motor Oils Trading | 2020-09-24 | 2100 | COD
2020-03-17 | WHC20-1269 | 3 | Petron Rev-X Premium Multi-Grade Diesel Engine Oil SAE 15W-40 |  | 8 | ltr/s | 2020-03-26 | PWHC20-1269-1954 | Rc Fishing Supply | 2020-09-24 | 1560 | COD
Replacement of Air Filter
2020-04-22 | WHC20-1280 | 1 | Air Filter (as per sample & with pictures attached) |  | 1 | pc/s | 2020-05-08 |  |  |  | 0
Refuel for Heavy Equipment
2020-05-05 | WHC20-1281 | 1 | Diesel |  | 20 | ltr/s | 2020-05-08 | PWHC20-1281-1511 | Sum-ag Petron Gas Station | 2020-05-06 | 501 | COD
Quarterly Cleaning and Maintenance of Tools and Equipment (3rd Quarter)
2020-06-17 | WHC20-1310 | 1 | Penetrating Oil, Multi-Use, WD40, 285mL |  | 3 | can/s | 2020-07-13 | PWHC20-1310-1818PWHC20-1310-1875 | A-one Industrial SalesAce Hardware Philippines, Inc. - Bacolod Branch | 2020-08-142020-09-01 | 0.64501 | COD
2020-06-17 | WHC20-1310 | 2 | Rags, Cotton |  | 10 | kg/s | 2020-07-13 | PWHC20-1310-1952PWHC20-1310-2019 | AIC Industrial & Safety Supply Inc.Procolors T-Shirts Printing | 2020-09-242020-10-20 | 70.635 | COD
2020-06-17 | WHC20-1310 | 3 | Gloves, Cotton |  | 4 | pair/s | 2020-07-13 | PWHC20-1310-1783 | Greenlane Hardware and Construction Supply Inc | 2020-08-10 | 45.8
2020-06-17 | WHC20-1310 | 4 | Gloves, Cotton, Rubberized |  | 3 | pair/s | 2020-07-13 | PWHC20-1310-1784 | Greenlane Hardware and Construction Supply Inc | 2020-08-10 | 96
2020-06-17 | WHC20-1310 | 5 | Tape, Vinyl, Electrical, Big, 8m length |  | 2 | roll/s | 2020-07-13 | PWHC20-1310-1785 | HKL Enterprises Incorporated | 2020-08-10 | 57
2020-06-17 | WHC20-1310 | 6 | Metal Maker - DALO Industrial Paint Marker , Color: White, Net Wt: 1oz |  | 1 | pc/s | 2020-07-13 | PWHC20-1310-1820 | Visayan Construction Supply | 2020-08-14 | 420 | COD
2020-06-17 | WHC20-1310 | 7 | Brush, Paint 4" |  | 1 | pc/s | 2020-07-13 | PWHC20-1310-1786 | Visayan Construction Supply | 2020-08-10 | 46.75
Replacement of Damage Hand Riveter
2020-07-21 | WHC20-1349 | 1 | Riveter, Hand |  | 2 | pc/s | 2020-07-27 |  |  |  | 0
Replacement of Damage Hand Riveter
2020-07-27 | WHC20-1354 | 1 | Riveter, Hand |  | 2 | pcs | 2020-07-27 | PWHC20-1354-1727 | A-one Industrial Sales | 2020-07-28 | 750 | COD
Replacement for Worn Out Bit of Engraver Tool
2020-08-03 | WHC20-1359 | 1 | Dremel 9929 Engraver Diamond Point Bit Engraver Make and Model: Dremel 290-56 |  | 5 | pcs | 2020-08-28 |  |  |  | 0
Fabrication of Crates
2020-08-25 | WHC20-1414 | 1 | Plywood, Ordinary, 4ft x 8ft x 5mm |  | 2 | sht/s | 2020-09-22 | PWHC20-1414-1985 | Visayan Construction Supply | 2020-10-06 | 900
2020-08-25 | WHC20-1414 | 2 | Lumber: Good, Mahogany, 2" x 3" x10ft |  | 4 | lgth/s | 2020-09-22 | PWHC20-1414-1984 | Khaiyen and Khaila Lumber Merchandising | 2020-10-06 | 1100
Replacement of Worn out Copper Tube
2020-09-28 | WHC20-1421 | 1 | Copper Tube |  | 3 | meters | 2020-09-28 | Cancelled |  |  | 0
Replacement of Worn out Copper Tube
2020-09-28 | WHC20-1422 | 1 | Copper Tube |  | 1 | set | 2020-09-28 | PWHC20-1422-1963 | Sasaki Auto Parts | 2020-09-28 | 582.5
Replacement of Secondary Clutch
2020-09-29 | WHC20-1424 | 1 | Secondary Clutch 5/8" |  | 1 | set | 2020-09-28 | Cancelled |  |  | 0
2020-09-29 | WHC20-1424 | 4 |  |  | 0 |  | 2020-09-29 | Cancelled |  |  | 0
2020-09-29 | WHC20-1424 | 5 |  |  | 0 |  | 2020-09-29 | Cancelled |  |  | 0
2020-09-29 | WHC20-1424 | 7 |  |  | 0 |  | 2020-09-29 | Cancelled |  |  | 0
2020-09-29 | WHC20-1424 | 8 |  |  | 0 |  | 2020-09-29 | Cancelled |  |  | 0
2020-09-29 | WHC20-1424 | 11 |  |  | 0 |  | 2020-09-29 | Cancelled |  |  | 0
2020-09-29 | WHC20-1424 | 13 |  |  | 0 |  | 2020-09-29 | Cancelled |  |  | 0
2020-09-29 | WHC20-1424 | 14 |  |  | 0 |  | 2020-09-29 | Cancelled |  |  | 0
2020-09-29 | WHC20-1424 | 19 | Provide one copy each for Purchasing (Site & Bacolod office) |  | 0 |  | 2020-09-29 | Cancelled |  |  | 0
2020-09-29 | WHC20-1424 | 20 | Provide one copy for Managers (Request approved by) |  | 0 |  | 2020-09-29 | Cancelled |  |  | 0
Replacement of Secondary Clutch
2020-09-29 | WHC20-1425 | 1 | Secondary Clutch 5/8" |  | 1 | set | 2020-09-28 | PWHC20-1425-1968 | Asco Auto Supply | 2020-09-29 | 650 | COD
Replacement of Oil Filter
2020-10-12 | WHC20-1441 | 1 | Oil Filter, as per sample |  | 1 | pc/s | 2020-10-12 | PWHC20-1441-2005 | Rc Fishing Supply | 2020-10-14 | 65
Replacement of Oil Filter
2020-10-12 | WHC20-1444 | 1 | Oil Filter, as per sample |  | 1 | pc/s | 2020-10-12 | Cancelled |  |  | 0
Quarterly Cleaning and Maintenance of Tools and Equipment (4th Quarter)
2020-10-15 | WHC20-1466 | 1 | Penetrating Oil, Multi-Use, WD40, 382mL |  | 6 | can/s | 2020-11-03 | PWHC20-1466-2041 | Ace Hardware Philippines, Inc. - Bacolod Branch | 2020-10-27 | 1528.5
2020-10-15 | WHC20-1466 | 2 | Rags, Cotton |  | 10 | kg/s | 2020-11-03 | PWHC20-1466-2050 | Procolors T-Shirts Printing | 2020-10-27 | 500
2020-10-15 | WHC20-1466 | 3 | Gloves, Surgical, (Medical) |  | 1 | box/s | 2020-11-03 | PWHC20-1466-2064 | JDN Pharmacy | 2020-10-28 | 0
2020-10-15 | WHC20-1466 | 4 | Gloves, Cotton, Rubberized |  | 3 | pair/s | 2020-11-03 | PWHC20-1466-2049 | A-one Industrial Sales | 2020-10-27 | 164
2020-10-15 | WHC20-1466 | 5 | Cotton Gloves |  | 4 | pair/s | 2020-11-03 | PWHC20-1466-2047 | Greenlane Hardware and Construction Supply Inc | 2020-10-27 | 45.8
2020-10-15 | WHC20-1466 | 6 | Tape, Vinyl, Electrical, Big |  | 2 | roll/s | 2020-11-03 | PWHC20-1466-2045 | HKL Enterprises Incorporated | 2020-10-27 | 57
2020-10-15 | WHC20-1466 | 7 | Metal Maker - DALO Industrial Paint Marker , Color: White, Net Wt: 1oz |  | 1 | pc/s | 2020-11-03 | PWHC20-1466-2046 | Visayan Construction Supply | 2020-10-27 | 420
2020-10-15 | WHC20-1466 | 8 | Sand Paper G120 |  | 20 | pc/s | 2020-11-03 | PWHC20-1466-2047 | Greenlane Hardware and Construction Supply Inc | 2020-10-27 | 280
2020-10-15 | WHC20-1466 | 9 | Sand Paper G600 |  | 10 | pc/s | 2020-11-03 | PWHC20-1466-2046 | Visayan Construction Supply | 2020-10-27 | 100
2020-10-15 | WHC20-1466 | 10 | Brush, Paint 4" |  | 1 | pc/s | 2020-11-03 | PWHC20-1466-2048 | Visayan Construction Supply | 2020-10-27 | 46.75
Consumables for Cleaning, Reconditioning & Painting
2020-10-22 | WHC20-1473 | 1 | Rags, Cotton |  | 3 | kg/s | 2020-11-09 |  |  |  | 0
2020-10-22 | WHC20-1473 | 2 | Paint, Primer, Metal, Red Oxide, 4L/gal |  | 1 | gal/s | 2020-11-09 |  |  |  | 0
2020-10-22 | WHC20-1473 | 3 | Diesel |  | 5 | liter/s | 2020-11-09 |  |  |  | 0
Replacement of Worn Out Blade of Circular Saw
2020-11-16 | WHC20-1499 | 1 | Circular Saw Blade, Brand: Makita, Model: 5008MGJ, Blade Diameter: 210mm |  | 1 | pc | 2020-12-01 |  |  |  | 0
Replacement of defective parts
2020-11-26 | WHC20-1502 | 1 | Recoil Starter, (as per sample) |  | 1 | unit | 2020-11-26 | PWHC20-1502-2160 | Agro Star Industrial Trading Corp. | 2020-12-01 | 900 | COD
2020-11-26 | WHC20-1502 | 2 | Carburetor with complete accelerator cable, (as per sample) |  | 1 | assembly | 2020-11-26 | PWHC20-1502-2159PWHC20-1502-2159PWHC20-1502-2159 | C. Y. Ong Multi-DistributorC. Y. Ong Multi-DistributorC. Y. Ong Multi-Distributor | 2020-12-012020-12-012020-12-01 | 1281.2827 | COD
Dismantling, Cleaning, Inspection, Crack Testing, Measurement & Evaluation, Reassembling & Preservation ( Addidtional) PROGEN PIELSTICK Parts
2019-04-06 | WHP19-1049 | 1 | Rags, Ukay-ukay |  | 5 | kg/s | 2019-11-25 |  |  |  | 0
For Housekeeping of Engine Area
2020-01-27 | WHR20-1249 | 1 | Pressure Washer, Brand: Kawasaki, Type: Belt Driven, 220-240V |  | 1 | unit | 2020-03-09 | PWHR20-1249-2142 | SGS Hardware Corporation | 2020-11-18 | 6500 | COD
Replacement Battery
2020-06-23 | WHR20-1311 | 1 | Battery, 11 Plates, 305mm x 200mm x 174mm, 12 Volts Preferred Brand: Motolite ( N70/3SMF, Non-Maintenance Free ) |  | 1 | uint/s | 2020-06-23 | Cancelled |  |  | 0
2020-06-23 | WHR20-1311 | 10 |  |  | 0 |  | 2020-06-23 | Cancelled |  |  | 0
2020-06-23 | WHR20-1311 | 11 |  |  | 0 |  | 2020-06-23 | Cancelled |  |  | 0
2020-06-23 | WHR20-1311 | 14 |  |  | 0 |  | 2020-06-23 | Cancelled |  |  | 0
2020-06-23 | WHR20-1311 | 16 |  |  | 0 |  | 2020-06-23 | Cancelled |  |  | 0
2020-06-23 | WHR20-1311 | 17 |  |  | 0 |  | 2020-06-23 | Cancelled |  |  | 0
2020-06-23 | WHR20-1311 | 19 |  |  | 0 |  | 2020-06-23 | Cancelled |  |  | 0
2020-06-23 | WHR20-1311 | 20 |  |  | 0 |  | 2020-06-23 | Cancelled |  |  | 0
2020-06-23 | WHR20-1311 | 25 | Provide one copy each for Purchasing (Site & Bacolod office) |  | 0 |  | 2020-06-23 | Cancelled |  |  | 0
2020-06-23 | WHR20-1311 | 26 | Provide one copy for Managers (Request approved by) |  | 0 |  | 2020-06-23 | Cancelled |  |  | 0
Replacement Battery
2020-06-23 | WHR20-1312 | 1 | Battery, 11 Plates, 305mm x 200mm x 174mm, 12 Volts Preferred Brand: Motolite ( N70/3SMF, Non-Maintenance Free ) |  | 1 | uint/s | 2020-06-23 | PWHR20-1312-1617 | Highway Tire Supply | 2020-06-23 | 5300 | COD
Refuel for Heavy Equipment
2020-06-23 | WHR20-1313 | 1 | Diesel |  | 40 | ltr/s | 2020-06-26 | PWHR20-1313-1621 | Sum-ag Petron Gas Station | 2020-06-26 | 0 | COD
Replacement Battery for Heavy Equipment - Boomtruck
2020-07-14 | WHR20-1338 | 1 | Battery, Motolite Gold Maintenance Free, Tropicalized Made for Hot Climate 2SMF N50ZL D26L (see picture) |  | 2 | Unit/s | 2020-07-18 | PWHR20-1338-1873 | Sasaki Auto Parts | 2020-09-01 | 11970 | COD
Warehouse Consumables( For Housekeeping)
2020-10-28 | WHR20-1483 | 1 | Rag, Cotton |  | 2 | kgs | 2020-11-11 | PWHR20-1483-2472 | Procolors T-Shirts Printing | 2021-02-03 | 0
2020-10-28 | WHR20-1483 | 2 | Gloves, Cotton |  | 10 | pair/s | 2020-11-11 | PWHR20-1483-2473 | Greenlane Hardware and Construction Supply Inc | 2021-02-03 | 0
2020-10-28 | WHR20-1483 | 3 | Soap, Liquid, All- Purpose |  | 1 | gal | 2020-11-11 | PWHR20-1483-2474 | TMVG Multi-Sales, Inc. | 2021-02-03 | 0
2020-10-28 | WHR20-1483 | 4 | Broom, Paypay( Bagiuo) |  | 2 | pc/s | 2020-11-11 |  |  |  | 0
2020-10-28 | WHR20-1483 | 5 | Broom, Stick |  | 2 | pc/s | 2020-11-11 |  |  |  | 0
Preservation of Inventory Items & Parts
2020-10-28 | WHR20-1484 | 1 | Stretch Film, 20micron x 300mm x 150mtr |  | 3 | roll/s | 2020-11-11 | PWHR20-1484-2198 | Robinsons Handyman Inc. | 2020-12-11 | 1770
2020-10-28 | WHR20-1484 | 2 | Plastic, Resealable, #7 |  | 100 | pc/s | 2020-11-11 | PWHR20-1484-2188 | Bacolod Plastic Supply | 2020-12-09 | 135 | COD
2020-10-28 | WHR20-1484 | 3 | Plastic, Resealable, #8 |  | 100 | pc/s | 2020-11-11 | PWHR20-1484-2188 | Bacolod Plastic Supply | 2020-12-09 | 190 | COD
2020-10-28 | WHR20-1484 | 4 | Plastic, Resealable, #9 |  | 100 | pc/s | 2020-11-11 | PWHR20-1484-2188 | Bacolod Plastic Supply | 2020-12-09 | 250 | COD
2020-10-28 | WHR20-1484 | 5 | Plastic, Resealable, #10 |  | 100 | pc/s | 2020-11-11 | PWHR20-1484-2188 | Bacolod Plastic Supply | 2020-12-09 | 355 | COD
2020-10-28 | WHR20-1484 | 6 | Plastic, Resealable, #12 |  | 100 | pc/s | 2020-11-11 | PWHR20-1484-2188 | Bacolod Plastic Supply | 2020-12-09 | 650 | COD